## Cool to Heat Ratio
[6 empty] | SFM | [13 empty] | SFM
BldgType | MFm | Heat/Cool Cap Ratio |  |  |  | 1975 |  |  | 1985 |  |  | 1996 |  |  | 2003 |  |  |  |  | 1985 | 1996 | 2003
VintYear | 1975 | SFm | 0.053492 |  |  | ResCoolCap | ResCoolCapEstimated | ResHeatCap | ResCoolCap | ResCoolCapEstimated | ResHeatCap | ResCoolCap | ResCoolCapEstimated | ResHeatCap | ResCoolCap | ResCoolCapEstimated | ResHeatCap |  |  | Heat/Cool Cap Ratio
|  | MFm | 0.053492 |  | CZ01 | 2.15 | 2.1477 | 40.15 | 1.71 | 1.7107 | 31.98 | 2.24 | 2.2419 | 41.91 | 2.33 | 2.3333 | 43.62 |  | CZ01 | 0.053471 | 0.053448 | 0.053416
Row Labels | Average of NormVal | Dmo | 0.063636 |  | CZ02 | 3.72 | 3.7198 | 69.54 | 2.76 | 2.7591 | 51.58 | 3.67 | 3.6712 | 68.63 | 2.21 | 2.2103 | 41.32 |  | CZ02 | 0.053509 | 0.053475 | 0.053485
ResCeilArea | 502.6875 |  |  |  | CZ03 | 3 | 3.0079 | 56.23 | 2.28 | 2.2782 | 42.59 | 3.11 | 3.1095 | 58.13 | 3.23 | 3.2347 | 60.47 |  | CZ03 | 0.053534 | 0.053501 | 0.053415
ResCoolCap | 1.6706 |  |  |  | CZ04 | 2.86 | 2.8645 | 53.55 | 2.25 | 2.2504 | 42.07 | 3.04 | 3.0458 | 56.94 | 3.17 | 3.1689 | 59.24 |  | CZ04 | 0.053482 | 0.05339 | 0.053511
CZ01 | 1.07 |  |  |  | CZ05 | 3.28 | 3.2876 | 61.46 | 2.52 | 2.5184 | 47.08 | 3.41 | 3.4123 | 63.79 | 3.55 | 3.5492 | 66.35 |  | CZ05 | 0.053526 | 0.053457 | 0.053504
CZ02 | 1.51 |  |  |  | CZ06 | 3.26 | 3.2641 | 61.02 | 3.34 | 3.3416 | 62.47 | 3.87 | 3.8787 | 72.51 | 4.01 | 4.0146 | 75.05 |  | CZ06 | 0.053466 | 0.053372 | 0.053431
CZ03 | 1.38 |  |  |  | CZ07 | 2.47 | 2.4751 | 46.27 | 2.59 | 2.5895 | 48.41 | 3.1 | 3.1063 | 58.07 | 3.21 | 3.2138 | 60.08 |  | CZ07 | 0.053501 | 0.053384 | 0.053429
CZ04 | 1.33 |  |  |  | CZ08 | 3.03 | 3.0293 | 56.63 | 3.12 | 3.1207 | 58.34 | 3.64 | 3.6482 | 68.2 | 3.77 | 3.7749 | 70.57 |  | CZ08 | 0.05348 | 0.053372 | 0.053422
CZ05 | 1.48 |  |  |  | CZ09 | 3.49 | 3.4898 | 65.24 | 3.47 | 3.4759 | 64.98 | 3.54 | 3.5406 | 66.19 | 3.37 | 3.3684 | 62.97 |  | CZ09 | 0.053401 | 0.053482 | 0.053518
CZ06 | 1.63 |  |  |  | CZ10 | 3.85 | 3.8557 | 72.08 | 3.8 | 3.8022 | 71.08 | 3.87 | 3.8771 | 72.48 | 2.53 | 2.5307 | 47.31 |  | CZ10 | 0.053461 | 0.053394 | 0.053477
CZ07 | 1.36 |  |  |  | CZ11 | 3.82 | 3.8627 | 72.21 | 3.68 | 3.6877 | 68.94 | 3.15 | 3.156 | 59 | 2.66 | 2.6655 | 49.83 |  | CZ11 | 0.05338 | 0.05339 | 0.053381
CZ08 | 1.5 |  |  |  | CZ12 | 3.59 | 3.5893 | 67.1 | 3.44 | 3.4411 | 64.33 | 2.94 | 2.9447 | 55.05 | 2.47 | 2.4681 | 46.14 |  | CZ12 | 0.053474 | 0.053406 | 0.053533
CZ09 | 1.87 |  |  |  | CZ13 | 3.62 | 3.6241 | 67.75 | 3.52 | 3.5283 | 65.96 | 3.03 | 3.0357 | 56.75 | 2.55 | 2.5569 | 47.8 |  | CZ13 | 0.053366 | 0.053392 | 0.053347
CZ10 | 1.99 |  |  |  | CZ14 | 5.55 | 4.6918 | 87.71 | 3.88 | 3.8883 | 72.69 | 2.78 | 2.788 | 52.12 | 3.16 | 3.1683 | 59.23 |  | CZ14 | 0.053377 | 0.053338 | 0.053351
CZ11 | 1.9 |  |  |  | CZ15 | 6.4 | 4.7982 | 89.7 | 4.26 | 4.0766 | 76.21 | 2.98 | 2.9854 | 55.81 | 3.4 | 3.3994 | 63.55 |  | CZ15 | 0.055898 | 0.053395 | 0.053501
CZ12 | 1.78 |  |  |  | CZ16 | 3.51 | 3.5155 | 65.72 | 2.62 | 2.619 | 48.96 | 3.47 | 3.4738 | 64.94 | 3.61 | 3.6145 | 67.57 |  | CZ16 | 0.053513 | 0.053434 | 0.053426
CZ13 | 1.79 | [17 empty] | avg | 0.053615 | 0.053414 | 0.053447 | 0.053492
CZ14 | 2.31 | [17 empty] | stdev | 0.00061124 | 4.6111e-05 | 5.8887e-05 | 0.00035905
CZ15 | 2.44
CZ16 | 1.39 |  |  |  |  | MFm | [13 empty] | MFm
ResHeatCap | 31.2412 |  |  |  |  | 1975 |  |  | 1985 |  |  | 1996 |  |  | 2003 |  |  |  |  | 1985 | 1996 | 2003
CZ01 | 20.06 |  |  |  |  | ResCoolCap | ResCoolCapEstimated | ResHeatCap | ResCoolCap | ResCoolCapEstimated | ResHeatCap | ResCoolCap | ResCoolCapEstimated | ResHeatCap | ResCoolCap | ResCoolCapEstimated | ResHeatCap |  |  | Heat/Cool Cap Ratio
CZ02 | 28.34 |  |  |  | CZ01 | 1.07 | 1.073 | 20.06 | 1.26 | 1.2565 | 23.49 | 1 | 0.78901 | 14.75 | 1 | 0.79543 | 14.87 |  | CZ01 | 0.05364 | 0.067797 | 0.067249
CZ03 | 25.77 |  |  |  | CZ02 | 1.51 | 1.516 | 28.34 | 1.69 | 1.6941 | 31.67 | 1.06 | 1.0575 | 19.77 | 1 | 0.8548 | 15.98 |  | CZ02 | 0.053363 | 0.053617 | 0.062578
CZ04 | 24.81 |  |  |  | CZ03 | 1.38 | 1.3785 | 25.77 | 1.57 | 1.57 | 29.35 | 1 | 0.98372 | 18.39 | 1 | 0.99174 | 18.54 |  | CZ03 | 0.053492 | 0.054377 | 0.053937
CZ05 | 27.64 |  |  |  | CZ04 | 1.33 | 1.3271 | 24.81 | 1.51 | 1.516 | 28.34 | 1 | 0.95162 | 17.79 | 1 | 0.95965 | 17.94 |  | CZ04 | 0.053282 | 0.056211 | 0.055741
CZ06 | 30.5 |  |  |  | CZ05 | 1.48 | 1.4785 | 27.64 | 1.66 | 1.6583 | 31 | 1.04 | 1.0361 | 19.37 | 1.04 | 1.0452 | 19.54 |  | CZ05 | 0.053548 | 0.053691 | 0.053224
CZ07 | 25.53 |  |  |  | CZ06 | 1.63 | 1.6315 | 30.5 | 1.6 | 1.6032 | 29.97 | 1.26 | 1.2581 | 23.52 | 1.28 | 1.2795 | 23.92 |  | CZ06 | 0.053387 | 0.053571 | 0.053512
CZ08 | 28.03 |  |  |  | CZ07 | 1.36 | 1.3657 | 25.53 | 1.38 | 1.3731 | 25.67 | 1.09 | 1.0918 | 20.41 | 1.11 | 1.11 | 20.75 |  | CZ07 | 0.053759 | 0.053405 | 0.053494
CZ09 | 34.9 |  |  |  | CZ08 | 1.5 | 1.4994 | 28.03 | 1.48 | 1.4849 | 27.76 | 1.17 | 1.1693 | 21.86 | 1.19 | 1.1897 | 22.24 |  | CZ08 | 0.053314 | 0.053522 | 0.053507
CZ10 | 37.23 |  |  |  | CZ09 | 1.87 | 1.8669 | 34.9 | 1.99 | 1.991 | 37.22 | 1.08 | 1.0821 | 20.23 | 1 | 0.965 | 18.04 |  | CZ09 | 0.053466 | 0.053386 | 0.055432
CZ11 | 35.48 |  |  |  | CZ10 | 1.99 | 1.9915 | 37.23 | 2.1 | 2.1065 | 39.38 | 1.15 | 1.1495 | 21.49 | 1 | 0.96393 | 18.02 |  | CZ10 | 0.053327 | 0.053513 | 0.055494
CZ12 | 33.34 |  |  |  | CZ11 | 1.9 | 1.8979 | 35.48 | 1.83 | 1.83 | 34.21 | 1.11 | 1.1116 | 20.78 | 1 | 0.99442 | 18.59 |  | CZ11 | 0.053493 | 0.053417 | 0.053792
CZ13 | 33.43 |  |  |  | CZ12 | 1.78 | 1.7834 | 33.34 | 1.73 | 1.7364 | 32.46 | 1.05 | 1.0517 | 19.66 | 1 | 0.93985 | 17.57 |  | CZ12 | 0.053296 | 0.053408 | 0.056915
CZ14 | 43.22 |  |  |  | CZ13 | 1.79 | 1.7882 | 33.43 | 1.74 | 1.7385 | 32.5 | 1.06 | 1.0559 | 19.74 | 1 | 0.94413 | 17.65 |  | CZ13 | 0.053538 | 0.053698 | 0.056657
CZ15 | 45.65 |  |  |  | CZ14 | 2.31 | 2.3119 | 43.22 | 2.49 | 2.489 | 46.53 | 1.12 | 1.1212 | 20.96 | 1.07 | 1.0672 | 19.95 |  | CZ14 | 0.053514 | 0.053435 | 0.053634
CZ16 | 25.93 |  |  |  | CZ15 | 2.44 | 2.4419 | 45.65 | 2.61 | 2.6104 | 48.8 | 1.23 | 1.1961 | 22.36 | 1.18 | 1.1469 | 21.44 |  | CZ15 | 0.053484 | 0.055009 | 0.055037
ResRoofArea | 502.6875 |  |  |  | CZ16 | 1.39 | 1.387 | 25.93 | 1.57 | 1.5711 | 29.37 | 1 | 0.98104 | 18.34 | 1 | 0.9896 | 18.5 |  | CZ16 | 0.053456 | 0.054526 | 0.054054
ResWallArea | 465.6812 | [17 empty] | avg | 0.05346 | 0.054787 | 0.055891 | 0.054713 | This average is different from the average above because any cooling system smaller than 1 ton has been rounded up to 1 ton.
ResWinArea | 139.3 | [17 empty] | stdev | 0.00013014 | 0.0035543 | 0.0038068 | 0.0031099
Grand Total | 209.5225
[9 empty] | Dmo |  |  |  | Dmo | [6 empty] | Dmo
[7 empty] | Sq ft |  | ResCoolCap |  | ResHeatCap |  | ResCoolCap |  | ResHeatCap |  |  |  |  | ResCoolCap/ResHeatCap Ratio
[5 empty] | CZ01 |  | 1242 |  | 3.5 |  | 55 |  | sf/ton |  | sf/kBtuh |  |  |  | CZ01 | 0.063636
[5 empty] | Calculated Btuh/sf |  |  |  | 33.8164 |  | 44.2834 |  | 354.8571 |  | 22.5818
[5 empty] | Prediction using Rule of Thumb |  |  |  | 2.277 |  | 42.228
|  |  |  | `=====> | Rule of thumb: 32 Btuh of cooling capacity and 50 Btuh of heating capacity per sq ft conditioned floor area
[6 empty] | CoolCap | 22 | Btuh/sf | `== | 0.0018333 | tons/sf | ratio consistent with analysis above
[6 empty] | HeatCap | 34 | Btuh/sf | `== | 0.034 | kBtuh/sf | 0.053922
To convert norm units from Area-sf to Cap-Tons or Cap-kbtuh
|  |  |  | modelled conditioned sq ft |  | SFM ResCoolCap | [7 empty] | SFM ResHeatCap
[6 empty] | 1975 |  |  | 1985 |  |  | 1996 | 2003 | 1975 |  |  | 1985 |  |  | 1996 | 2003
[6 empty] | Btuh/sf | Tons | sf/ton | Btuh/sf | Tons | sf/ton | Tons | Tons | Btuh/sf | kBtuh | sf/kBtuh | Btuh/sf | kBtuh | sf/kBtuh | kBtuh | kBtuh
|  |  |  | 2160 | CZ01 | 11.9444 | 2.15 | 1004.6512 | 9.5 | 1.71 | 1263.1579 | 2.24 | 2.33 | 18.588 | 40.15 | 53.7983 | 14.8056 | 31.98 | 67.5422 | 41.91 | 43.62
|  |  |  | 2160 | CZ02 | 20.6667 | 3.72 | 580.6452 | 15.3333 | 2.76 | 782.6087 | 3.67 | 2.21 | 32.1944 | 69.54 | 31.0613 | 23.8796 | 51.58 | 41.8767 | 68.63 | 41.32
|  |  |  | 2160 | CZ03 | 16.6667 | 3 | 720 | 12.6667 | 2.28 | 947.3684 | 3.11 | 3.23 | 26.0324 | 56.23 | 38.4137 | 19.7176 | 42.59 | 50.7161 | 58.13 | 60.47
|  |  |  | 2160 | CZ04 | 15.8889 | 2.86 | 755.2448 | 12.5 | 2.25 | 960 | 3.04 | 3.17 | 24.7917 | 53.55 | 40.3361 | 19.4769 | 42.07 | 51.343 | 56.94 | 59.24
|  |  |  | 2160 | CZ05 | 18.2222 | 3.28 | 658.5366 | 14 | 2.52 | 857.1429 | 3.41 | 3.55 | 28.4537 | 61.46 | 35.1448 | 21.7963 | 47.08 | 45.8794 | 63.79 | 66.35
|  |  |  | 2250 | CZ06 | 17.3867 | 3.26 | 690.184 | 17.8133 | 3.34 | 673.6527 | 3.87 | 4.01 | 27.12 | 61.02 | 36.8732 | 27.7644 | 62.47 | 36.0173 | 72.51 | 75.05
|  |  |  | 2250 | CZ07 | 13.1733 | 2.47 | 910.9312 | 13.8133 | 2.59 | 868.7259 | 3.1 | 3.21 | 20.5644 | 46.27 | 48.6276 | 21.5156 | 48.41 | 46.478 | 58.07 | 60.08
|  |  |  | 2250 | CZ08 | 16.16 | 3.03 | 742.5743 | 16.64 | 3.12 | 721.1538 | 3.64 | 3.77 | 25.1689 | 56.63 | 39.7316 | 25.9289 | 58.34 | 38.567 | 68.2 | 70.57
|  |  |  | 1925 | CZ09 | 21.7558 | 3.49 | 551.5759 | 21.6312 | 3.47 | 554.755 | 3.54 | 3.37 | 33.8909 | 65.24 | 29.5064 | 33.7558 | 64.98 | 29.6245 | 66.19 | 62.97
|  |  |  | 2070 | CZ10 | 22.3188 | 3.85 | 537.6623 | 22.029 | 3.8 | 544.7368 | 3.87 | 2.53 | 34.8213 | 72.08 | 28.7181 | 34.3382 | 71.08 | 29.1221 | 72.48 | 47.31
|  |  |  | 1785 | CZ11 | 25.6807 | 3.82 | 467.2775 | 24.7395 | 3.68 | 485.0543 | 3.15 | 2.66 | 40.4538 | 72.21 | 24.7196 | 38.6218 | 68.94 | 25.8921 | 59 | 49.83
|  |  |  | 1785 | CZ12 | 24.1345 | 3.59 | 497.2145 | 23.1261 | 3.44 | 518.8953 | 2.94 | 2.47 | 37.591 | 67.1 | 26.6021 | 36.0392 | 64.33 | 27.7476 | 55.05 | 46.14
|  |  |  | 1785 | CZ13 | 24.3361 | 3.62 | 493.0939 | 23.6639 | 3.52 | 507.1023 | 3.03 | 2.55 | 37.9552 | 67.75 | 26.3469 | 36.9524 | 65.96 | 27.0619 | 56.75 | 47.8
|  |  |  | 1625 | CZ14 | 40.9846 | 5.55 | 292.7928 | 28.6523 | 3.88 | 418.8144 | 2.78 | 3.16 | 53.9754 | 87.71 | 18.527 | 44.7323 | 72.69 | 22.3552 | 52.12 | 59.23
|  |  |  | 1625 | CZ15 | 47.2615 | 6.4 | 253.9062 | 31.4585 | 4.26 | 381.4554 | 2.98 | 3.4 | 55.2 | 89.7 | 18.1159 | 46.8985 | 76.21 | 21.3227 | 55.81 | 63.55
|  |  |  | 1900 | CZ16 | 22.1684 | 3.51 | 541.3105 | 16.5474 | 2.62 | 725.1908 | 3.47 | 3.61 | 34.5895 | 65.72 | 28.9105 | 25.7684 | 48.96 | 38.8072 | 64.94 | 67.57
|  |  |  | AVERAGE |  | 22.4218 | 3.6 | 606.1001 | 19.0071 | 3.0775 | 700.6134 | 3.24 | 3.0769 | 33.2119 | 64.5225 | 32.8396 | 29.4995 | 57.3544 | 37.5221 | 60.6575 | 57.5687
|  |  |  | 1975-1985 average |  | 20.1301 | 3.2788 | 637.2245 | [5 empty] | 31.2597 | 61.1412 | 34.1126
|  |  |  | modelled conditioned sq ft |  | MFM ResCoolCap |  |  | MFM ResHeatCap
[6 empty] | 1985 |  |  | 1985 |  | 1985
[6 empty] | Btuh/sf | Tons | sf/ton | Btuh/sf | kBtuh | sf/kBtuh
|  |  |  | 1024 | CZ01 | 14.7656 | 1.26 | 812.6984 | 22.9395 | 23.49 | 43.593
|  |  |  | 1024 | CZ02 | 19.8047 | 1.69 | 605.9172 | 30.9277 | 31.67 | 32.3334
|  |  |  | 1024 | CZ03 | 18.3984 | 1.57 | 652.2293 | 28.6621 | 29.35 | 34.8893
|  |  |  | 1024 | CZ04 | 17.6953 | 1.51 | 678.1457 | 27.6758 | 28.34 | 36.1327
|  |  |  | 1024 | CZ05 | 19.4531 | 1.66 | 616.8675 | 30.2734 | 31 | 33.0323
|  |  |  | 1024 | CZ06 | 18.75 | 1.6 | 640 | 29.2676 | 29.97 | 34.1675
|  |  |  | 1024 | CZ07 | 16.1719 | 1.38 | 742.029 | 25.0684 | 25.67 | 39.8909
|  |  |  | 1024 | CZ08 | 17.3438 | 1.48 | 691.8919 | 27.1094 | 27.76 | 36.8876
|  |  |  | 1024 | CZ09 | 23.3203 | 1.99 | 514.5729 | 36.3477 | 37.22 | 27.5121
|  |  |  | 1024 | CZ10 | 24.6094 | 2.1 | 487.619 | 38.457 | 39.38 | 26.003
|  |  |  | 1024 | CZ11 | 21.4453 | 1.83 | 559.5628 | 33.4082 | 34.21 | 29.9328
|  |  |  | 1024 | CZ12 | 20.2734 | 1.73 | 591.9075 | 31.6992 | 32.46 | 31.5465
|  |  |  | 1024 | CZ13 | 20.3906 | 1.74 | 588.5057 | 31.7383 | 32.5 | 31.5077
|  |  |  | 1024 | CZ14 | 29.1797 | 2.49 | 411.245 | 45.4395 | 46.53 | 22.0073
|  |  |  | 1024 | CZ15 | 30.5859 | 2.61 | 392.3372 | 47.6562 | 48.8 | 20.9836
|  |  |  | 1024 | CZ16 | 18.3984 | 1.57 | 652.2293 | 28.6816 | 29.37 | 34.8655
|  |  |  | AVERAGE |  | 20.6616 |  | 602.3599 | 32.2095 | 32.9825 | 32.2053
This spreadsheet documents the methodology used to transform NormUnit from Cap-tons to Cap-kBTU for the rNCNG HVAC type which does not include air conditioning (hence Cap-tons is not appropriate as NormUnit). It also develops a "rule of thumb" for sizing heating and cooling systems in California to claim HVAC measure savings when the building area being served is not available.
The informaton on the NormUnitVal_10232020_YL tab was pulled from the "NormUnitVal" table
in MC2020.db (the input database for Mascontrol3)
The older vintages (pre 2006) were used to develop the ratio between cooling capacity and heating capacity in the eQuest prototype models. Those ratios are in columns W, X and Y. The average ratios in AA21 is used to calculate an estimated cooling capacity given heating capacity in each vintage and climate zone in the light yellow columns J,M, P and S. Only a few climate zones had significant differences between the actual result and the predicted result, marked in bright yellow.
Given the overall good prediction, the ratios provided in E3-E5 can be used to convert the Norm Units from Cap-tons to Cap-kBTU. This conversion will be a stop-gap solution until this measure is remodelled as part of the 2023 DEER update that incorporates new weather.

## Modelled SFM Area
Normunit | CZ | Value | Msr | BldgVint | per dwelling area, SFm
Area-ft2-BA | CZ01 | 4320 |  |  | 2160
Area-ft2-BA | CZ02 | 4320 |  |  | 2160
Area-ft2-BA | CZ03 | 4320 |  |  | 2160
Area-ft2-BA | CZ04 | 4320 |  |  | 2160
Area-ft2-BA | CZ05 | 4320 |  |  | 2160
Area-ft2-BA | CZ06 | 4500 |  |  | 2250
Area-ft2-BA | CZ07 | 4500 |  |  | 2250
Area-ft2-BA | CZ08 | 4500 |  |  | 2250
Area-ft2-BA | CZ09 | 3850 |  |  | 1925
Area-ft2-BA | CZ10 | 4140 |  |  | 2070
Area-ft2-BA | CZ11 | 3570 |  |  | 1785
Area-ft2-BA | CZ12 | 3570 |  |  | 1785
Area-ft2-BA | CZ13 | 3570 |  |  | 1785
Area-ft2-BA | CZ14 | 3250 |  |  | 1625
Area-ft2-BA | CZ15 | 3250 |  |  | 1625
Area-ft2-BA | CZ16 | 3800 |  |  | 1900
Note on C1: [Threaded comment] Your version of Excel allows you to read this threaded comment; however, any edits to it will get removed if the file is opened in a newer version of Excel. Learn more: https://go.microsoft.com/fwlink/?linkid=870924 Comment: This is already weighted for 1-2 story. It is the total conditioned sq ft in the model that includes two buildings.

## NormUnitVal_10232020_YL
NormUnit | BldgType | VintYear | BldgLoc | NormVal
Household | SFm | Any | Any | 2
Household | DMo | Any | Any | 2
Household | MFm | Any | Any | 24
ComWinArea | OfL | Any | Any | 20000
ResCeilArea | SFm | 1975 | CZ01 | 600
ComWallArea | OfL | Any | Any | 90000
NormUnit | BldgType | VintYear | BldgLoc | NormVal
ResCoolCap | SFm | 1975 | CZ01 | 2.15
ResCoolCap | SFm | 1975 | CZ02 | 3.72
ResCoolCap | SFm | 1975 | CZ03 | 3
ResCoolCap | SFm | 1975 | CZ04 | 2.86
ResCoolCap | SFm | 1975 | CZ05 | 3.28
ResCoolCap | SFm | 1975 | CZ06 | 3.26
ResCoolCap | SFm | 1975 | CZ07 | 2.47
ResCoolCap | SFm | 1975 | CZ08 | 3.03
ResCoolCap | SFm | 1975 | CZ09 | 3.49
ResCoolCap | SFm | 1975 | CZ10 | 3.85
ResCoolCap | SFm | 1975 | CZ11 | 3.82
ResCoolCap | SFm | 1975 | CZ12 | 3.59
ResCoolCap | SFm | 1975 | CZ13 | 3.62
ResCoolCap | SFm | 1975 | CZ14 | 5.55
ResCoolCap | SFm | 1975 | CZ15 | 6.4
ResCoolCap | SFm | 1975 | CZ16 | 3.51
ResCoolCap | SFm | 1985 | CZ01 | 1.71
ResCoolCap | SFm | 1985 | CZ02 | 2.76
ResCoolCap | SFm | 1985 | CZ03 | 2.28
ResCoolCap | SFm | 1985 | CZ04 | 2.25
ResCoolCap | SFm | 1985 | CZ05 | 2.52
ResCoolCap | SFm | 1985 | CZ06 | 3.34
ResCoolCap | SFm | 1985 | CZ07 | 2.59
ResCoolCap | SFm | 1985 | CZ08 | 3.12
ResCoolCap | SFm | 1985 | CZ09 | 3.47
ResCoolCap | SFm | 1985 | CZ10 | 3.8
ResCoolCap | SFm | 1985 | CZ11 | 3.68
ResCoolCap | SFm | 1985 | CZ12 | 3.44
ResCoolCap | SFm | 1985 | CZ13 | 3.52
ResCoolCap | SFm | 1985 | CZ14 | 3.88
ResCoolCap | SFm | 1985 | CZ15 | 4.26
ResCoolCap | SFm | 1985 | CZ16 | 2.62
ResCoolCap | SFm | 1996 | CZ01 | 2.24
ResCoolCap | SFm | 1996 | CZ02 | 3.67
ResCoolCap | SFm | 1996 | CZ03 | 3.11
ResCoolCap | SFm | 1996 | CZ04 | 3.04
ResCoolCap | SFm | 1996 | CZ05 | 3.41
ResCoolCap | SFm | 1996 | CZ06 | 3.87
ResCoolCap | SFm | 1996 | CZ07 | 3.1
ResCoolCap | SFm | 1996 | CZ08 | 3.64
ResCoolCap | SFm | 1996 | CZ09 | 3.54
ResCoolCap | SFm | 1996 | CZ10 | 3.87
ResCoolCap | SFm | 1996 | CZ11 | 3.15
ResCoolCap | SFm | 1996 | CZ12 | 2.94
ResCoolCap | SFm | 1996 | CZ13 | 3.03
ResCoolCap | SFm | 1996 | CZ14 | 2.78
ResCoolCap | SFm | 1996 | CZ15 | 2.98
ResCoolCap | SFm | 1996 | CZ16 | 3.47
ResCoolCap | SFm | 2003 | CZ01 | 2.33
ResCoolCap | SFm | 2003 | CZ02 | 2.21
ResCoolCap | SFm | 2003 | CZ03 | 3.23
ResCoolCap | SFm | 2003 | CZ04 | 3.17
ResCoolCap | SFm | 2003 | CZ05 | 3.55
ResCoolCap | SFm | 2003 | CZ06 | 4.01
ResCoolCap | SFm | 2003 | CZ07 | 3.21
ResCoolCap | SFm | 2003 | CZ08 | 3.77
ResCoolCap | SFm | 2003 | CZ09 | 3.37
ResCoolCap | SFm | 2003 | CZ10 | 2.53
ResCoolCap | SFm | 2003 | CZ11 | 2.66
ResCoolCap | SFm | 2003 | CZ12 | 2.47
ResCoolCap | SFm | 2003 | CZ13 | 2.55
ResCoolCap | SFm | 2003 | CZ14 | 3.16
ResCoolCap | SFm | 2003 | CZ15 | 3.4
ResCoolCap | SFm | 2003 | CZ16 | 3.61
ResCoolCap | SFm | 2007 | CZ01 | 2.33
ResCoolCap | SFm | 2007 | CZ02 | 2.21
ResCoolCap | SFm | 2007 | CZ03 | 3.23
ResCoolCap | SFm | 2007 | CZ04 | 3.17
ResCoolCap | SFm | 2007 | CZ05 | 3.55
ResCoolCap | SFm | 2007 | CZ06 | 4.01
ResCoolCap | SFm | 2007 | CZ07 | 3.21
ResCoolCap | SFm | 2007 | CZ08 | 3.77
ResCoolCap | SFm | 2007 | CZ09 | 3.37
ResCoolCap | SFm | 2007 | CZ10 | 2.53
ResCoolCap | SFm | 2007 | CZ11 | 2.66
ResCoolCap | SFm | 2007 | CZ12 | 2.47
ResCoolCap | SFm | 2007 | CZ13 | 2.55
ResCoolCap | SFm | 2007 | CZ14 | 3.17
ResCoolCap | SFm | 2007 | CZ15 | 3.4
ResCoolCap | SFm | 2007 | CZ16 | 3.61
ResCoolCap | SFm | 2011 | CZ01 | 2.33
ResCoolCap | SFm | 2011 | CZ02 | 2.21
ResCoolCap | SFm | 2011 | CZ03 | 3.23
ResCoolCap | SFm | 2011 | CZ04 | 3.17
ResCoolCap | SFm | 2011 | CZ05 | 3.55
ResCoolCap | SFm | 2011 | CZ06 | 4.01
ResCoolCap | SFm | 2011 | CZ07 | 3.21
ResCoolCap | SFm | 2011 | CZ08 | 3.77
ResCoolCap | SFm | 2011 | CZ09 | 3.37
ResCoolCap | SFm | 2011 | CZ10 | 2.53
ResCoolCap | SFm | 2011 | CZ11 | 2.66
ResCoolCap | SFm | 2011 | CZ12 | 2.47
ResCoolCap | SFm | 2011 | CZ13 | 2.55
ResCoolCap | SFm | 2011 | CZ14 | 3.17
ResCoolCap | SFm | 2011 | CZ15 | 3.4
ResCoolCap | SFm | 2011 | CZ16 | 3.61
ResCoolCap | SFm | 2014 | CZ01 | 2.33
ResCoolCap | SFm | 2014 | CZ02 | 2.21
ResCoolCap | SFm | 2014 | CZ03 | 3.23
ResCoolCap | SFm | 2014 | CZ04 | 3.17
ResCoolCap | SFm | 2014 | CZ05 | 3.55
ResCoolCap | SFm | 2014 | CZ06 | 4.01
ResCoolCap | SFm | 2014 | CZ07 | 3.21
ResCoolCap | SFm | 2014 | CZ08 | 3.77
ResCoolCap | SFm | 2014 | CZ09 | 3.37
ResCoolCap | SFm | 2014 | CZ10 | 2.53
ResCoolCap | SFm | 2014 | CZ11 | 2.66
ResCoolCap | SFm | 2014 | CZ12 | 2.47
ResCoolCap | SFm | 2014 | CZ13 | 2.55
ResCoolCap | SFm | 2014 | CZ14 | 3.17
ResCoolCap | SFm | 2014 | CZ15 | 3.4
ResCoolCap | SFm | 2014 | CZ16 | 3.61
ResCoolCap | SFm | 2015 | CZ01 | 2.33
ResCoolCap | SFm | 2015 | CZ02 | 2.21
ResCoolCap | SFm | 2015 | CZ03 | 3.23
ResCoolCap | SFm | 2015 | CZ04 | 3.17
ResCoolCap | SFm | 2015 | CZ05 | 3.55
ResCoolCap | SFm | 2015 | CZ06 | 4.01
ResCoolCap | SFm | 2015 | CZ07 | 3.21
ResCoolCap | SFm | 2015 | CZ08 | 3.77
ResCoolCap | SFm | 2015 | CZ09 | 3.37
ResCoolCap | SFm | 2015 | CZ10 | 2.53
ResCoolCap | SFm | 2015 | CZ11 | 2.66
ResCoolCap | SFm | 2015 | CZ12 | 2.47
ResCoolCap | SFm | 2015 | CZ13 | 2.55
ResCoolCap | SFm | 2015 | CZ14 | 3.17
ResCoolCap | SFm | 2015 | CZ15 | 3.4
ResCoolCap | SFm | 2015 | CZ16 | 3.61
ResCoolCap | SFm | 2017 | CZ01 | 2.33
ResCoolCap | SFm | 2017 | CZ02 | 2.21
ResCoolCap | SFm | 2017 | CZ03 | 3.23
ResCoolCap | SFm | 2017 | CZ04 | 3.17
ResCoolCap | SFm | 2017 | CZ05 | 3.55
ResCoolCap | SFm | 2017 | CZ06 | 4.01
ResCoolCap | SFm | 2017 | CZ07 | 3.21
ResCoolCap | SFm | 2017 | CZ08 | 3.77
ResCoolCap | SFm | 2017 | CZ09 | 3.37
ResCoolCap | SFm | 2017 | CZ10 | 2.53
ResCoolCap | SFm | 2017 | CZ11 | 2.66
ResCoolCap | SFm | 2017 | CZ12 | 2.47
ResCoolCap | SFm | 2017 | CZ13 | 2.55
ResCoolCap | SFm | 2017 | CZ14 | 3.17
ResCoolCap | SFm | 2017 | CZ15 | 3.4
ResCoolCap | SFm | 2017 | CZ16 | 3.61
ResHeatCap | SFm | 1975 | CZ01 | 40.15
ResHeatCap | SFm | 1975 | CZ02 | 69.54
ResHeatCap | SFm | 1975 | CZ03 | 56.23
ResHeatCap | SFm | 1975 | CZ04 | 53.55
ResHeatCap | SFm | 1975 | CZ05 | 61.46
ResHeatCap | SFm | 1975 | CZ06 | 61.02
ResHeatCap | SFm | 1975 | CZ07 | 46.27
ResHeatCap | SFm | 1975 | CZ08 | 56.63
ResHeatCap | SFm | 1975 | CZ09 | 65.24
ResHeatCap | SFm | 1975 | CZ10 | 72.08
ResHeatCap | SFm | 1975 | CZ11 | 72.21
ResHeatCap | SFm | 1975 | CZ12 | 67.1
ResHeatCap | SFm | 1975 | CZ13 | 67.75
ResHeatCap | SFm | 1975 | CZ14 | 87.71
ResHeatCap | SFm | 1975 | CZ15 | 89.7
ResHeatCap | SFm | 1975 | CZ16 | 65.72
ResHeatCap | SFm | 1985 | CZ01 | 31.98
ResHeatCap | SFm | 1985 | CZ02 | 51.58
ResHeatCap | SFm | 1985 | CZ03 | 42.59
ResHeatCap | SFm | 1985 | CZ04 | 42.07
ResHeatCap | SFm | 1985 | CZ05 | 47.08
ResHeatCap | SFm | 1985 | CZ06 | 62.47
ResHeatCap | SFm | 1985 | CZ07 | 48.41
ResHeatCap | SFm | 1985 | CZ08 | 58.34
ResHeatCap | SFm | 1985 | CZ09 | 64.98
ResHeatCap | SFm | 1985 | CZ10 | 71.08
ResHeatCap | SFm | 1985 | CZ11 | 68.94
ResHeatCap | SFm | 1985 | CZ12 | 64.33
ResHeatCap | SFm | 1985 | CZ13 | 65.96
ResHeatCap | SFm | 1985 | CZ14 | 72.69
ResHeatCap | SFm | 1985 | CZ15 | 76.21
ResHeatCap | SFm | 1985 | CZ16 | 48.96
ResHeatCap | SFm | 1996 | CZ01 | 41.91
ResHeatCap | SFm | 1996 | CZ02 | 68.63
ResHeatCap | SFm | 1996 | CZ03 | 58.13
ResHeatCap | SFm | 1996 | CZ04 | 56.94
ResHeatCap | SFm | 1996 | CZ05 | 63.79
ResHeatCap | SFm | 1996 | CZ06 | 72.51
ResHeatCap | SFm | 1996 | CZ07 | 58.07
ResHeatCap | SFm | 1996 | CZ08 | 68.2
ResHeatCap | SFm | 1996 | CZ09 | 66.19
ResHeatCap | SFm | 1996 | CZ10 | 72.48
ResHeatCap | SFm | 1996 | CZ11 | 59
ResHeatCap | SFm | 1996 | CZ12 | 55.05
ResHeatCap | SFm | 1996 | CZ13 | 56.75
ResHeatCap | SFm | 1996 | CZ14 | 52.12
ResHeatCap | SFm | 1996 | CZ15 | 55.81
ResHeatCap | SFm | 1996 | CZ16 | 64.94
ResHeatCap | SFm | 2003 | CZ01 | 43.62
ResHeatCap | SFm | 2003 | CZ02 | 41.32
ResHeatCap | SFm | 2003 | CZ03 | 60.47
ResHeatCap | SFm | 2003 | CZ04 | 59.24
ResHeatCap | SFm | 2003 | CZ05 | 66.35
ResHeatCap | SFm | 2003 | CZ06 | 75.05
ResHeatCap | SFm | 2003 | CZ07 | 60.08
ResHeatCap | SFm | 2003 | CZ08 | 70.57
ResHeatCap | SFm | 2003 | CZ09 | 62.97
ResHeatCap | SFm | 2003 | CZ10 | 47.31
ResHeatCap | SFm | 2003 | CZ11 | 49.83
ResHeatCap | SFm | 2003 | CZ12 | 46.14
ResHeatCap | SFm | 2003 | CZ13 | 47.8
ResHeatCap | SFm | 2003 | CZ14 | 59.23
ResHeatCap | SFm | 2003 | CZ15 | 63.55
ResHeatCap | SFm | 2003 | CZ16 | 67.57
ResHeatCap | SFm | 2007 | CZ01 | 43.62
ResHeatCap | SFm | 2007 | CZ02 | 41.32
ResHeatCap | SFm | 2007 | CZ03 | 60.47
ResHeatCap | SFm | 2007 | CZ04 | 59.24
ResHeatCap | SFm | 2007 | CZ05 | 66.35
ResHeatCap | SFm | 2007 | CZ06 | 75.05
ResHeatCap | SFm | 2007 | CZ07 | 60.08
ResHeatCap | SFm | 2007 | CZ08 | 70.57
ResHeatCap | SFm | 2007 | CZ09 | 62.98
ResHeatCap | SFm | 2007 | CZ10 | 47.32
ResHeatCap | SFm | 2007 | CZ11 | 49.84
ResHeatCap | SFm | 2007 | CZ12 | 46.14
ResHeatCap | SFm | 2007 | CZ13 | 47.81
ResHeatCap | SFm | 2007 | CZ14 | 59.23
ResHeatCap | SFm | 2007 | CZ15 | 63.55
ResHeatCap | SFm | 2007 | CZ16 | 67.57
ResHeatCap | SFm | 2011 | CZ01 | 43.62
ResHeatCap | SFm | 2011 | CZ02 | 41.32
ResHeatCap | SFm | 2011 | CZ03 | 60.47
ResHeatCap | SFm | 2011 | CZ04 | 59.24
ResHeatCap | SFm | 2011 | CZ05 | 66.35
ResHeatCap | SFm | 2011 | CZ06 | 75.05
ResHeatCap | SFm | 2011 | CZ07 | 60.08
ResHeatCap | SFm | 2011 | CZ08 | 70.57
ResHeatCap | SFm | 2011 | CZ09 | 62.98
ResHeatCap | SFm | 2011 | CZ10 | 47.32
ResHeatCap | SFm | 2011 | CZ11 | 49.84
ResHeatCap | SFm | 2011 | CZ12 | 46.14
ResHeatCap | SFm | 2011 | CZ13 | 47.81
ResHeatCap | SFm | 2011 | CZ14 | 59.23
ResHeatCap | SFm | 2011 | CZ15 | 63.55
ResHeatCap | SFm | 2011 | CZ16 | 67.57
ResHeatCap | SFm | 2014 | CZ01 | 43.62
ResHeatCap | SFm | 2014 | CZ02 | 41.32
ResHeatCap | SFm | 2014 | CZ03 | 60.47
ResHeatCap | SFm | 2014 | CZ04 | 59.24
ResHeatCap | SFm | 2014 | CZ05 | 66.35
ResHeatCap | SFm | 2014 | CZ06 | 75.05
ResHeatCap | SFm | 2014 | CZ07 | 60.08
ResHeatCap | SFm | 2014 | CZ08 | 70.57
ResHeatCap | SFm | 2014 | CZ09 | 62.98
ResHeatCap | SFm | 2014 | CZ10 | 47.32
ResHeatCap | SFm | 2014 | CZ11 | 49.84
ResHeatCap | SFm | 2014 | CZ12 | 46.14
ResHeatCap | SFm | 2014 | CZ13 | 47.81
ResHeatCap | SFm | 2014 | CZ14 | 59.23
ResHeatCap | SFm | 2014 | CZ15 | 63.55
ResHeatCap | SFm | 2014 | CZ16 | 67.57
ResHeatCap | SFm | 2015 | CZ01 | 43.62
ResHeatCap | SFm | 2015 | CZ02 | 41.32
ResHeatCap | SFm | 2015 | CZ03 | 60.47
ResHeatCap | SFm | 2015 | CZ04 | 59.24
ResHeatCap | SFm | 2015 | CZ05 | 66.35
ResHeatCap | SFm | 2015 | CZ06 | 75.05
ResHeatCap | SFm | 2015 | CZ07 | 60.08
ResHeatCap | SFm | 2015 | CZ08 | 70.57
ResHeatCap | SFm | 2015 | CZ09 | 62.98
ResHeatCap | SFm | 2015 | CZ10 | 47.32
ResHeatCap | SFm | 2015 | CZ11 | 49.84
ResHeatCap | SFm | 2015 | CZ12 | 46.14
ResHeatCap | SFm | 2015 | CZ13 | 47.81
ResHeatCap | SFm | 2015 | CZ14 | 59.23
ResHeatCap | SFm | 2015 | CZ15 | 63.55
ResHeatCap | SFm | 2015 | CZ16 | 67.57
ResHeatCap | SFm | 2017 | CZ01 | 43.62
ResHeatCap | SFm | 2017 | CZ02 | 41.32
ResHeatCap | SFm | 2017 | CZ03 | 60.47
ResHeatCap | SFm | 2017 | CZ04 | 59.24
ResHeatCap | SFm | 2017 | CZ05 | 66.35
ResHeatCap | SFm | 2017 | CZ06 | 75.05
ResHeatCap | SFm | 2017 | CZ07 | 60.08
ResHeatCap | SFm | 2017 | CZ08 | 70.57
ResHeatCap | SFm | 2017 | CZ09 | 62.98
ResHeatCap | SFm | 2017 | CZ10 | 47.32
ResHeatCap | SFm | 2017 | CZ11 | 49.84
ResHeatCap | SFm | 2017 | CZ12 | 46.14
ResHeatCap | SFm | 2017 | CZ13 | 47.81
ResHeatCap | SFm | 2017 | CZ14 | 59.23
ResHeatCap | SFm | 2017 | CZ15 | 63.55
ResHeatCap | SFm | 2017 | CZ16 | 67.57
ResCoolCap | MFm | 1975 | CZ01 | 1.07
ResCoolCap | MFm | 1975 | CZ02 | 1.51
ResCoolCap | MFm | 1975 | CZ03 | 1.38
ResCoolCap | MFm | 1975 | CZ04 | 1.33
ResCoolCap | MFm | 1975 | CZ05 | 1.48
ResCoolCap | MFm | 1975 | CZ06 | 1.63
ResCoolCap | MFm | 1975 | CZ07 | 1.36
ResCoolCap | MFm | 1975 | CZ08 | 1.5
ResCoolCap | MFm | 1975 | CZ09 | 1.87
ResCoolCap | MFm | 1975 | CZ10 | 1.99
ResCoolCap | MFm | 1975 | CZ11 | 1.9
ResCoolCap | MFm | 1975 | CZ12 | 1.78
ResCoolCap | MFm | 1975 | CZ13 | 1.79
ResCoolCap | MFm | 1975 | CZ14 | 2.31
ResCoolCap | MFm | 1975 | CZ15 | 2.44
ResCoolCap | MFm | 1975 | CZ16 | 1.39
ResCoolCap | MFm | 1985 | CZ01 | 1.26
ResCoolCap | MFm | 1985 | CZ02 | 1.69
ResCoolCap | MFm | 1985 | CZ03 | 1.57
ResCoolCap | MFm | 1985 | CZ04 | 1.51
ResCoolCap | MFm | 1985 | CZ05 | 1.66
ResCoolCap | MFm | 1985 | CZ06 | 1.6
ResCoolCap | MFm | 1985 | CZ07 | 1.38
ResCoolCap | MFm | 1985 | CZ08 | 1.48
ResCoolCap | MFm | 1985 | CZ09 | 1.99
ResCoolCap | MFm | 1985 | CZ10 | 2.1
ResCoolCap | MFm | 1985 | CZ11 | 1.83
ResCoolCap | MFm | 1985 | CZ12 | 1.73
ResCoolCap | MFm | 1985 | CZ13 | 1.74
ResCoolCap | MFm | 1985 | CZ14 | 2.49
ResCoolCap | MFm | 1985 | CZ15 | 2.61
ResCoolCap | MFm | 1985 | CZ16 | 1.57
ResCoolCap | MFm | 1996 | CZ01 | 1
ResCoolCap | MFm | 1996 | CZ02 | 1.06
ResCoolCap | MFm | 1996 | CZ03 | 1
ResCoolCap | MFm | 1996 | CZ04 | 1
ResCoolCap | MFm | 1996 | CZ05 | 1.04
ResCoolCap | MFm | 1996 | CZ06 | 1.26
ResCoolCap | MFm | 1996 | CZ07 | 1.09
ResCoolCap | MFm | 1996 | CZ08 | 1.17
ResCoolCap | MFm | 1996 | CZ09 | 1.08
ResCoolCap | MFm | 1996 | CZ10 | 1.15
ResCoolCap | MFm | 1996 | CZ11 | 1.11
ResCoolCap | MFm | 1996 | CZ12 | 1.05
ResCoolCap | MFm | 1996 | CZ13 | 1.06
ResCoolCap | MFm | 1996 | CZ14 | 1.12
ResCoolCap | MFm | 1996 | CZ15 | 1.23
ResCoolCap | MFm | 1996 | CZ16 | 1
ResCoolCap | MFm | 2003 | CZ01 | 1
ResCoolCap | MFm | 2003 | CZ02 | 1
ResCoolCap | MFm | 2003 | CZ03 | 1
ResCoolCap | MFm | 2003 | CZ04 | 1
ResCoolCap | MFm | 2003 | CZ05 | 1.04
ResCoolCap | MFm | 2003 | CZ06 | 1.28
ResCoolCap | MFm | 2003 | CZ07 | 1.11
ResCoolCap | MFm | 2003 | CZ08 | 1.19
ResCoolCap | MFm | 2003 | CZ09 | 1
ResCoolCap | MFm | 2003 | CZ10 | 1
ResCoolCap | MFm | 2003 | CZ11 | 1
ResCoolCap | MFm | 2003 | CZ12 | 1
ResCoolCap | MFm | 2003 | CZ13 | 1
ResCoolCap | MFm | 2003 | CZ14 | 1.07
ResCoolCap | MFm | 2003 | CZ15 | 1.18
ResCoolCap | MFm | 2003 | CZ16 | 1
ResCoolCap | MFm | 2007 | CZ01 | 1
ResCoolCap | MFm | 2007 | CZ02 | 1
ResCoolCap | MFm | 2007 | CZ03 | 1
ResCoolCap | MFm | 2007 | CZ04 | 1
ResCoolCap | MFm | 2007 | CZ05 | 1.04
ResCoolCap | MFm | 2007 | CZ06 | 1.28
ResCoolCap | MFm | 2007 | CZ07 | 1.11
ResCoolCap | MFm | 2007 | CZ08 | 1.19
ResCoolCap | MFm | 2007 | CZ09 | 1
ResCoolCap | MFm | 2007 | CZ10 | 1
ResCoolCap | MFm | 2007 | CZ11 | 1
ResCoolCap | MFm | 2007 | CZ12 | 1
ResCoolCap | MFm | 2007 | CZ13 | 1
ResCoolCap | MFm | 2007 | CZ14 | 1.07
ResCoolCap | MFm | 2007 | CZ15 | 1.15
ResCoolCap | MFm | 2007 | CZ16 | 1
ResCoolCap | MFm | 2011 | CZ01 | 1
ResCoolCap | MFm | 2011 | CZ02 | 1
ResCoolCap | MFm | 2011 | CZ03 | 1
ResCoolCap | MFm | 2011 | CZ04 | 1
ResCoolCap | MFm | 2011 | CZ05 | 1.04
ResCoolCap | MFm | 2011 | CZ06 | 1.28
ResCoolCap | MFm | 2011 | CZ07 | 1.11
ResCoolCap | MFm | 2011 | CZ08 | 1.19
ResCoolCap | MFm | 2011 | CZ09 | 1
ResCoolCap | MFm | 2011 | CZ10 | 1
ResCoolCap | MFm | 2011 | CZ11 | 1
ResCoolCap | MFm | 2011 | CZ12 | 1
ResCoolCap | MFm | 2011 | CZ13 | 1
ResCoolCap | MFm | 2011 | CZ14 | 1.07
ResCoolCap | MFm | 2011 | CZ15 | 1.15
ResCoolCap | MFm | 2011 | CZ16 | 1
ResCoolCap | MFm | 2014 | CZ01 | 1
ResCoolCap | MFm | 2014 | CZ02 | 1
ResCoolCap | MFm | 2014 | CZ03 | 1
ResCoolCap | MFm | 2014 | CZ04 | 1
ResCoolCap | MFm | 2014 | CZ05 | 1.04
ResCoolCap | MFm | 2014 | CZ06 | 1.28
ResCoolCap | MFm | 2014 | CZ07 | 1.11
ResCoolCap | MFm | 2014 | CZ08 | 1.19
ResCoolCap | MFm | 2014 | CZ09 | 1
ResCoolCap | MFm | 2014 | CZ10 | 1
ResCoolCap | MFm | 2014 | CZ11 | 1
ResCoolCap | MFm | 2014 | CZ12 | 1
ResCoolCap | MFm | 2014 | CZ13 | 1
ResCoolCap | MFm | 2014 | CZ14 | 1.07
ResCoolCap | MFm | 2014 | CZ15 | 1.15
ResCoolCap | MFm | 2014 | CZ16 | 1
ResCoolCap | MFm | 2015 | CZ01 | 1
ResCoolCap | MFm | 2015 | CZ02 | 1
ResCoolCap | MFm | 2015 | CZ03 | 1
ResCoolCap | MFm | 2015 | CZ04 | 1
ResCoolCap | MFm | 2015 | CZ05 | 1.04
ResCoolCap | MFm | 2015 | CZ06 | 1.28
ResCoolCap | MFm | 2015 | CZ07 | 1.11
ResCoolCap | MFm | 2015 | CZ08 | 1.19
ResCoolCap | MFm | 2015 | CZ09 | 1
ResCoolCap | MFm | 2015 | CZ10 | 1
ResCoolCap | MFm | 2015 | CZ11 | 1
ResCoolCap | MFm | 2015 | CZ12 | 1
ResCoolCap | MFm | 2015 | CZ13 | 1
ResCoolCap | MFm | 2015 | CZ14 | 1.07
ResCoolCap | MFm | 2015 | CZ15 | 1.15
ResCoolCap | MFm | 2015 | CZ16 | 1
ResCoolCap | MFm | 2017 | CZ01 | 1
ResCoolCap | MFm | 2017 | CZ02 | 1
ResCoolCap | MFm | 2017 | CZ03 | 1
ResCoolCap | MFm | 2017 | CZ04 | 1
ResCoolCap | MFm | 2017 | CZ05 | 1.04
ResCoolCap | MFm | 2017 | CZ06 | 1.28
ResCoolCap | MFm | 2017 | CZ07 | 1.11
ResCoolCap | MFm | 2017 | CZ08 | 1.19
ResCoolCap | MFm | 2017 | CZ09 | 1
ResCoolCap | MFm | 2017 | CZ10 | 1
ResCoolCap | MFm | 2017 | CZ11 | 1
ResCoolCap | MFm | 2017 | CZ12 | 1
ResCoolCap | MFm | 2017 | CZ13 | 1
ResCoolCap | MFm | 2017 | CZ14 | 1.07
ResCoolCap | MFm | 2017 | CZ15 | 1.15
ResCoolCap | MFm | 2017 | CZ16 | 1
ResHeatCap | MFm | 1975 | CZ01 | 20.06
ResHeatCap | MFm | 1975 | CZ02 | 28.34
ResHeatCap | MFm | 1975 | CZ03 | 25.77
ResHeatCap | MFm | 1975 | CZ04 | 24.81
ResHeatCap | MFm | 1975 | CZ05 | 27.64
ResHeatCap | MFm | 1975 | CZ06 | 30.5
ResHeatCap | MFm | 1975 | CZ07 | 25.53
ResHeatCap | MFm | 1975 | CZ08 | 28.03
ResHeatCap | MFm | 1975 | CZ09 | 34.9
ResHeatCap | MFm | 1975 | CZ10 | 37.23
ResHeatCap | MFm | 1975 | CZ11 | 35.48
ResHeatCap | MFm | 1975 | CZ12 | 33.34
ResHeatCap | MFm | 1975 | CZ13 | 33.43
ResHeatCap | MFm | 1975 | CZ14 | 43.22
ResHeatCap | MFm | 1975 | CZ15 | 45.65
ResHeatCap | MFm | 1975 | CZ16 | 25.93
ResHeatCap | MFm | 1985 | CZ01 | 23.49
ResHeatCap | MFm | 1985 | CZ02 | 31.67
ResHeatCap | MFm | 1985 | CZ03 | 29.35
ResHeatCap | MFm | 1985 | CZ04 | 28.34
ResHeatCap | MFm | 1985 | CZ05 | 31
ResHeatCap | MFm | 1985 | CZ06 | 29.97
ResHeatCap | MFm | 1985 | CZ07 | 25.67
ResHeatCap | MFm | 1985 | CZ08 | 27.76
ResHeatCap | MFm | 1985 | CZ09 | 37.22
ResHeatCap | MFm | 1985 | CZ10 | 39.38
ResHeatCap | MFm | 1985 | CZ11 | 34.21
ResHeatCap | MFm | 1985 | CZ12 | 32.46
ResHeatCap | MFm | 1985 | CZ13 | 32.5
ResHeatCap | MFm | 1985 | CZ14 | 46.53
ResHeatCap | MFm | 1985 | CZ15 | 48.8
ResHeatCap | MFm | 1985 | CZ16 | 29.37
ResHeatCap | MFm | 1996 | CZ01 | 14.75
ResHeatCap | MFm | 1996 | CZ02 | 19.77
ResHeatCap | MFm | 1996 | CZ03 | 18.39
ResHeatCap | MFm | 1996 | CZ04 | 17.79
ResHeatCap | MFm | 1996 | CZ05 | 19.37
ResHeatCap | MFm | 1996 | CZ06 | 23.52
ResHeatCap | MFm | 1996 | CZ07 | 20.41
ResHeatCap | MFm | 1996 | CZ08 | 21.86
ResHeatCap | MFm | 1996 | CZ09 | 20.23
ResHeatCap | MFm | 1996 | CZ10 | 21.49
ResHeatCap | MFm | 1996 | CZ11 | 20.78
ResHeatCap | MFm | 1996 | CZ12 | 19.66
ResHeatCap | MFm | 1996 | CZ13 | 19.74
ResHeatCap | MFm | 1996 | CZ14 | 20.96
ResHeatCap | MFm | 1996 | CZ15 | 22.36
ResHeatCap | MFm | 1996 | CZ16 | 18.34
ResHeatCap | MFm | 2003 | CZ01 | 14.87
ResHeatCap | MFm | 2003 | CZ02 | 15.98
ResHeatCap | MFm | 2003 | CZ03 | 18.54
ResHeatCap | MFm | 2003 | CZ04 | 17.94
ResHeatCap | MFm | 2003 | CZ05 | 19.54
ResHeatCap | MFm | 2003 | CZ06 | 23.92
ResHeatCap | MFm | 2003 | CZ07 | 20.75
ResHeatCap | MFm | 2003 | CZ08 | 22.24
ResHeatCap | MFm | 2003 | CZ09 | 18.04
ResHeatCap | MFm | 2003 | CZ10 | 18.02
ResHeatCap | MFm | 2003 | CZ11 | 18.59
ResHeatCap | MFm | 2003 | CZ12 | 17.57
ResHeatCap | MFm | 2003 | CZ13 | 17.65
ResHeatCap | MFm | 2003 | CZ14 | 19.95
ResHeatCap | MFm | 2003 | CZ15 | 21.44
ResHeatCap | MFm | 2003 | CZ16 | 18.5
ResHeatCap | MFm | 2007 | CZ01 | 14.87
ResHeatCap | MFm | 2007 | CZ02 | 15.98
ResHeatCap | MFm | 2007 | CZ03 | 18.54
ResHeatCap | MFm | 2007 | CZ04 | 17.94
ResHeatCap | MFm | 2007 | CZ05 | 19.55
ResHeatCap | MFm | 2007 | CZ06 | 23.93
ResHeatCap | MFm | 2007 | CZ07 | 20.76
ResHeatCap | MFm | 2007 | CZ08 | 22.24
ResHeatCap | MFm | 2007 | CZ09 | 18.04
ResHeatCap | MFm | 2007 | CZ10 | 18.02
ResHeatCap | MFm | 2007 | CZ11 | 18.59
ResHeatCap | MFm | 2007 | CZ12 | 17.57
ResHeatCap | MFm | 2007 | CZ13 | 17.65
ResHeatCap | MFm | 2007 | CZ14 | 19.95
ResHeatCap | MFm | 2007 | CZ15 | 21.44
ResHeatCap | MFm | 2007 | CZ16 | 18.5
ResHeatCap | MFm | 2011 | CZ01 | 14.87
ResHeatCap | MFm | 2011 | CZ02 | 15.98
ResHeatCap | MFm | 2011 | CZ03 | 18.54
ResHeatCap | MFm | 2011 | CZ04 | 17.94
ResHeatCap | MFm | 2011 | CZ05 | 19.55
ResHeatCap | MFm | 2011 | CZ06 | 23.93
ResHeatCap | MFm | 2011 | CZ07 | 20.76
ResHeatCap | MFm | 2011 | CZ08 | 22.24
ResHeatCap | MFm | 2011 | CZ09 | 18.04
ResHeatCap | MFm | 2011 | CZ10 | 18.02
ResHeatCap | MFm | 2011 | CZ11 | 18.59
ResHeatCap | MFm | 2011 | CZ12 | 17.57
ResHeatCap | MFm | 2011 | CZ13 | 17.65
ResHeatCap | MFm | 2011 | CZ14 | 19.95
ResHeatCap | MFm | 2011 | CZ15 | 21.44
ResHeatCap | MFm | 2011 | CZ16 | 18.5
ResHeatCap | MFm | 2014 | CZ01 | 14.87
ResHeatCap | MFm | 2014 | CZ02 | 15.98
ResHeatCap | MFm | 2014 | CZ03 | 18.54
ResHeatCap | MFm | 2014 | CZ04 | 17.94
ResHeatCap | MFm | 2014 | CZ05 | 19.55
ResHeatCap | MFm | 2014 | CZ06 | 23.93
ResHeatCap | MFm | 2014 | CZ07 | 20.76
ResHeatCap | MFm | 2014 | CZ08 | 22.24
ResHeatCap | MFm | 2014 | CZ09 | 18.04
ResHeatCap | MFm | 2014 | CZ10 | 18.02
ResHeatCap | MFm | 2014 | CZ11 | 18.59
ResHeatCap | MFm | 2014 | CZ12 | 17.57
ResHeatCap | MFm | 2014 | CZ13 | 17.65
ResHeatCap | MFm | 2014 | CZ14 | 19.95
ResHeatCap | MFm | 2014 | CZ15 | 21.44
ResHeatCap | MFm | 2014 | CZ16 | 18.5
ResHeatCap | MFm | 2015 | CZ01 | 14.87
ResHeatCap | MFm | 2015 | CZ02 | 15.98
ResHeatCap | MFm | 2015 | CZ03 | 18.54
ResHeatCap | MFm | 2015 | CZ04 | 17.94
ResHeatCap | MFm | 2015 | CZ05 | 19.55
ResHeatCap | MFm | 2015 | CZ06 | 23.93
ResHeatCap | MFm | 2015 | CZ07 | 20.76
ResHeatCap | MFm | 2015 | CZ08 | 22.24
ResHeatCap | MFm | 2015 | CZ09 | 18.04
ResHeatCap | MFm | 2015 | CZ10 | 18.02
ResHeatCap | MFm | 2015 | CZ11 | 18.59
ResHeatCap | MFm | 2015 | CZ12 | 17.57
ResHeatCap | MFm | 2015 | CZ13 | 17.65
ResHeatCap | MFm | 2015 | CZ14 | 19.95
ResHeatCap | MFm | 2015 | CZ15 | 21.44
ResHeatCap | MFm | 2015 | CZ16 | 18.5
ResHeatCap | MFm | 2017 | CZ01 | 14.87
ResHeatCap | MFm | 2017 | CZ02 | 15.98
ResHeatCap | MFm | 2017 | CZ03 | 18.54
ResHeatCap | MFm | 2017 | CZ04 | 17.94
ResHeatCap | MFm | 2017 | CZ05 | 19.55
ResHeatCap | MFm | 2017 | CZ06 | 23.93
ResHeatCap | MFm | 2017 | CZ07 | 20.76
ResHeatCap | MFm | 2017 | CZ08 | 22.24
ResHeatCap | MFm | 2017 | CZ09 | 18.04
ResHeatCap | MFm | 2017 | CZ10 | 18.02
ResHeatCap | MFm | 2017 | CZ11 | 18.59
ResHeatCap | MFm | 2017 | CZ12 | 17.57
ResHeatCap | MFm | 2017 | CZ13 | 17.65
ResHeatCap | MFm | 2017 | CZ14 | 19.95
ResHeatCap | MFm | 2017 | CZ15 | 21.44
ResHeatCap | MFm | 2017 | CZ16 | 18.5
ResCoolCap | DMo | MH72 | Any | 3.5
ResCoolCap | DMo | MH85 | Any | 3.5
ResCoolCap | DMo | MH00 | Any | 3.5
ResCoolCap | DMo | MH06 | Any | 3.5
ResCoolCap | DMo | MH15 | Any | 3.5
ResHeatCap | DMo | MH72 | Any | 55
ResHeatCap | DMo | MH85 | Any | 55
ResHeatCap | DMo | MH00 | Any | 55
ResHeatCap | DMo | MH06 | Any | 55
ResHeatCap | DMo | MH15 | Any | 55
ResCoolCap | SFm | 1975 | CZ01 | 2.15
ResCoolCap | SFm | 1975 | CZ02 | 3.72
ResCoolCap | SFm | 1975 | CZ03 | 3
ResCoolCap | SFm | 1975 | CZ04 | 2.86
ResCoolCap | SFm | 1975 | CZ05 | 3.28
ResCoolCap | SFm | 1975 | CZ06 | 3.26
ResCoolCap | SFm | 1975 | CZ07 | 2.47
ResCoolCap | SFm | 1975 | CZ08 | 3.03
ResCoolCap | SFm | 1975 | CZ09 | 3.49
ResCoolCap | SFm | 1975 | CZ10 | 3.85
ResCoolCap | SFm | 1975 | CZ11 | 3.82
ResCoolCap | SFm | 1975 | CZ12 | 3.59
ResCoolCap | SFm | 1975 | CZ13 | 3.62
ResCoolCap | SFm | 1975 | CZ14 | 5.55
ResCoolCap | SFm | 1975 | CZ15 | 6.4
ResCoolCap | SFm | 1975 | CZ16 | 3.51
ResCoolCap | SFm | 1985 | CZ01 | 1.71
ResCoolCap | SFm | 1985 | CZ02 | 2.76
ResCoolCap | SFm | 1985 | CZ03 | 2.28
ResCoolCap | SFm | 1985 | CZ04 | 2.25
ResCoolCap | SFm | 1985 | CZ05 | 2.52
ResCoolCap | SFm | 1985 | CZ06 | 3.34
ResCoolCap | SFm | 1985 | CZ07 | 2.59
ResCoolCap | SFm | 1985 | CZ08 | 3.12
ResCoolCap | SFm | 1985 | CZ09 | 3.47
ResCoolCap | SFm | 1985 | CZ10 | 3.8
ResCoolCap | SFm | 1985 | CZ11 | 3.68
ResCoolCap | SFm | 1985 | CZ12 | 3.44
ResCoolCap | SFm | 1985 | CZ13 | 3.52
ResCoolCap | SFm | 1985 | CZ14 | 3.88
ResCoolCap | SFm | 1985 | CZ15 | 4.26
ResCoolCap | SFm | 1985 | CZ16 | 2.62
ResCoolCap | SFm | 1996 | CZ01 | 2.24
ResCoolCap | SFm | 1996 | CZ02 | 3.67
ResCoolCap | SFm | 1996 | CZ03 | 3.11
ResCoolCap | SFm | 1996 | CZ04 | 3.04
ResCoolCap | SFm | 1996 | CZ05 | 3.41
ResCoolCap | SFm | 1996 | CZ06 | 3.87
ResCoolCap | SFm | 1996 | CZ07 | 3.1
ResCoolCap | SFm | 1996 | CZ08 | 3.64
ResCoolCap | SFm | 1996 | CZ09 | 3.54
ResCoolCap | SFm | 1996 | CZ10 | 3.87
ResCoolCap | SFm | 1996 | CZ11 | 3.15
ResCoolCap | SFm | 1996 | CZ12 | 2.94
ResCoolCap | SFm | 1996 | CZ13 | 3.03
ResCoolCap | SFm | 1996 | CZ14 | 2.78
ResCoolCap | SFm | 1996 | CZ15 | 2.98
ResCoolCap | SFm | 1996 | CZ16 | 3.47
ResCoolCap | SFm | 2003 | CZ01 | 2.33
ResCoolCap | SFm | 2003 | CZ02 | 2.21
ResCoolCap | SFm | 2003 | CZ03 | 3.23
ResCoolCap | SFm | 2003 | CZ04 | 3.17
ResCoolCap | SFm | 2003 | CZ05 | 3.55
ResCoolCap | SFm | 2003 | CZ06 | 4.01
ResCoolCap | SFm | 2003 | CZ07 | 3.21
ResCoolCap | SFm | 2003 | CZ08 | 3.77
ResCoolCap | SFm | 2003 | CZ09 | 3.37
ResCoolCap | SFm | 2003 | CZ10 | 2.53
ResCoolCap | SFm | 2003 | CZ11 | 2.66
ResCoolCap | SFm | 2003 | CZ12 | 2.47
ResCoolCap | SFm | 2003 | CZ13 | 2.55
ResCoolCap | SFm | 2003 | CZ14 | 3.16
ResCoolCap | SFm | 2003 | CZ15 | 3.4
ResCoolCap | SFm | 2003 | CZ16 | 3.61
ResCoolCap | SFm | 2007 | CZ01 | 2.33
ResCoolCap | SFm | 2007 | CZ02 | 2.21
ResCoolCap | SFm | 2007 | CZ03 | 3.23
ResCoolCap | SFm | 2007 | CZ04 | 3.17
ResCoolCap | SFm | 2007 | CZ05 | 3.55
ResCoolCap | SFm | 2007 | CZ06 | 4.01
ResCoolCap | SFm | 2007 | CZ07 | 3.21
ResCoolCap | SFm | 2007 | CZ08 | 3.77
ResCoolCap | SFm | 2007 | CZ09 | 3.37
ResCoolCap | SFm | 2007 | CZ10 | 2.53
ResCoolCap | SFm | 2007 | CZ11 | 2.66
ResCoolCap | SFm | 2007 | CZ12 | 2.47
ResCoolCap | SFm | 2007 | CZ13 | 2.55
ResCoolCap | SFm | 2007 | CZ14 | 3.17
ResCoolCap | SFm | 2007 | CZ15 | 3.4
ResCoolCap | SFm | 2007 | CZ16 | 3.61
ResCoolCap | SFm | 2011 | CZ01 | 2.33
ResCoolCap | SFm | 2011 | CZ02 | 2.21
ResCoolCap | SFm | 2011 | CZ03 | 3.23
ResCoolCap | SFm | 2011 | CZ04 | 3.17
ResCoolCap | SFm | 2011 | CZ05 | 3.55
ResCoolCap | SFm | 2011 | CZ06 | 4.01
ResCoolCap | SFm | 2011 | CZ07 | 3.21
ResCoolCap | SFm | 2011 | CZ08 | 3.77
ResCoolCap | SFm | 2011 | CZ09 | 3.37
ResCoolCap | SFm | 2011 | CZ10 | 2.53
ResCoolCap | SFm | 2011 | CZ11 | 2.66
ResCoolCap | SFm | 2011 | CZ12 | 2.47
ResCoolCap | SFm | 2011 | CZ13 | 2.55
ResCoolCap | SFm | 2011 | CZ14 | 3.17
ResCoolCap | SFm | 2011 | CZ15 | 3.4
ResCoolCap | SFm | 2011 | CZ16 | 3.61
ResCoolCap | SFm | 2014 | CZ01 | 2.33
ResCoolCap | SFm | 2014 | CZ02 | 2.21
ResCoolCap | SFm | 2014 | CZ03 | 3.23
ResCoolCap | SFm | 2014 | CZ04 | 3.17
ResCoolCap | SFm | 2014 | CZ05 | 3.55
ResCoolCap | SFm | 2014 | CZ06 | 4.01
ResCoolCap | SFm | 2014 | CZ07 | 3.21
ResCoolCap | SFm | 2014 | CZ08 | 3.77
ResCoolCap | SFm | 2014 | CZ09 | 3.37
ResCoolCap | SFm | 2014 | CZ10 | 2.53
ResCoolCap | SFm | 2014 | CZ11 | 2.66
ResCoolCap | SFm | 2014 | CZ12 | 2.47
ResCoolCap | SFm | 2014 | CZ13 | 2.55
ResCoolCap | SFm | 2014 | CZ14 | 3.17
ResCoolCap | SFm | 2014 | CZ15 | 3.4
ResCoolCap | SFm | 2014 | CZ16 | 3.61
ResCoolCap | SFm | 2015 | CZ01 | 2.33
ResCoolCap | SFm | 2015 | CZ02 | 2.21
ResCoolCap | SFm | 2015 | CZ03 | 3.23
ResCoolCap | SFm | 2015 | CZ04 | 3.17
ResCoolCap | SFm | 2015 | CZ05 | 3.55
ResCoolCap | SFm | 2015 | CZ06 | 4.01
ResCoolCap | SFm | 2015 | CZ07 | 3.21
ResCoolCap | SFm | 2015 | CZ08 | 3.77
ResCoolCap | SFm | 2015 | CZ09 | 3.37
ResCoolCap | SFm | 2015 | CZ10 | 2.53
ResCoolCap | SFm | 2015 | CZ11 | 2.66
ResCoolCap | SFm | 2015 | CZ12 | 2.47
ResCoolCap | SFm | 2015 | CZ13 | 2.55
ResCoolCap | SFm | 2015 | CZ14 | 3.17
ResCoolCap | SFm | 2015 | CZ15 | 3.4
ResCoolCap | SFm | 2015 | CZ16 | 3.61
ResCoolCap | SFm | 2017 | CZ01 | 2.33
ResCoolCap | SFm | 2017 | CZ02 | 2.21
ResCoolCap | SFm | 2017 | CZ03 | 3.23
ResCoolCap | SFm | 2017 | CZ04 | 3.17
ResCoolCap | SFm | 2017 | CZ05 | 3.55
ResCoolCap | SFm | 2017 | CZ06 | 4.01
ResCoolCap | SFm | 2017 | CZ07 | 3.21
ResCoolCap | SFm | 2017 | CZ08 | 3.77
ResCoolCap | SFm | 2017 | CZ09 | 3.37
ResCoolCap | SFm | 2017 | CZ10 | 2.53
ResCoolCap | SFm | 2017 | CZ11 | 2.66
ResCoolCap | SFm | 2017 | CZ12 | 2.47
ResCoolCap | SFm | 2017 | CZ13 | 2.55
ResCoolCap | SFm | 2017 | CZ14 | 3.17
ResCoolCap | SFm | 2017 | CZ15 | 3.4
ResCoolCap | SFm | 2017 | CZ16 | 3.61
ResCoolCap | SFm | 2020 | CZ01 | 2.33
ResCoolCap | SFm | 2020 | CZ02 | 2.21
ResCoolCap | SFm | 2020 | CZ03 | 3.23
ResCoolCap | SFm | 2020 | CZ04 | 3.17
ResCoolCap | SFm | 2020 | CZ05 | 3.55
ResCoolCap | SFm | 2020 | CZ06 | 4.01
ResCoolCap | SFm | 2020 | CZ07 | 3.21
ResCoolCap | SFm | 2020 | CZ08 | 3.77
ResCoolCap | SFm | 2020 | CZ09 | 3.37
ResCoolCap | SFm | 2020 | CZ10 | 2.53
ResCoolCap | SFm | 2020 | CZ11 | 2.66
ResCoolCap | SFm | 2020 | CZ12 | 2.47
ResCoolCap | SFm | 2020 | CZ13 | 2.55
ResCoolCap | SFm | 2020 | CZ14 | 3.17
ResCoolCap | SFm | 2020 | CZ15 | 3.4
ResCoolCap | SFm | 2020 | CZ16 | 3.61
ResHeatCap | SFm | 1975 | CZ01 | 40.15
ResHeatCap | SFm | 1975 | CZ02 | 69.54
ResHeatCap | SFm | 1975 | CZ03 | 56.23
ResHeatCap | SFm | 1975 | CZ04 | 53.55
ResHeatCap | SFm | 1975 | CZ05 | 61.46
ResHeatCap | SFm | 1975 | CZ06 | 61.02
ResHeatCap | SFm | 1975 | CZ07 | 46.27
ResHeatCap | SFm | 1975 | CZ08 | 56.63
ResHeatCap | SFm | 1975 | CZ09 | 65.24
ResHeatCap | SFm | 1975 | CZ10 | 72.08
ResHeatCap | SFm | 1975 | CZ11 | 72.21
ResHeatCap | SFm | 1975 | CZ12 | 67.1
ResHeatCap | SFm | 1975 | CZ13 | 67.75
ResHeatCap | SFm | 1975 | CZ14 | 87.71
ResHeatCap | SFm | 1975 | CZ15 | 89.7
ResHeatCap | SFm | 1975 | CZ16 | 65.72
ResHeatCap | SFm | 1985 | CZ01 | 31.98
ResHeatCap | SFm | 1985 | CZ02 | 51.58
ResHeatCap | SFm | 1985 | CZ03 | 42.59
ResHeatCap | SFm | 1985 | CZ04 | 42.07
ResHeatCap | SFm | 1985 | CZ05 | 47.08
ResHeatCap | SFm | 1985 | CZ06 | 62.47
ResHeatCap | SFm | 1985 | CZ07 | 48.41
ResHeatCap | SFm | 1985 | CZ08 | 58.34
ResHeatCap | SFm | 1985 | CZ09 | 64.98
ResHeatCap | SFm | 1985 | CZ10 | 71.08
ResHeatCap | SFm | 1985 | CZ11 | 68.94
ResHeatCap | SFm | 1985 | CZ12 | 64.33
ResHeatCap | SFm | 1985 | CZ13 | 65.96
ResHeatCap | SFm | 1985 | CZ14 | 72.69
ResHeatCap | SFm | 1985 | CZ15 | 76.21
ResHeatCap | SFm | 1985 | CZ16 | 48.96
ResHeatCap | SFm | 1996 | CZ01 | 41.91
ResHeatCap | SFm | 1996 | CZ02 | 68.63
ResHeatCap | SFm | 1996 | CZ03 | 58.13
ResHeatCap | SFm | 1996 | CZ04 | 56.94
ResHeatCap | SFm | 1996 | CZ05 | 63.79
ResHeatCap | SFm | 1996 | CZ06 | 72.51
ResHeatCap | SFm | 1996 | CZ07 | 58.07
ResHeatCap | SFm | 1996 | CZ08 | 68.2
ResHeatCap | SFm | 1996 | CZ09 | 66.19
ResHeatCap | SFm | 1996 | CZ10 | 72.48
ResHeatCap | SFm | 1996 | CZ11 | 59
ResHeatCap | SFm | 1996 | CZ12 | 55.05
ResHeatCap | SFm | 1996 | CZ13 | 56.75
ResHeatCap | SFm | 1996 | CZ14 | 52.12
ResHeatCap | SFm | 1996 | CZ15 | 55.81
ResHeatCap | SFm | 1996 | CZ16 | 64.94
ResHeatCap | SFm | 2003 | CZ01 | 43.62
ResHeatCap | SFm | 2003 | CZ02 | 41.32
ResHeatCap | SFm | 2003 | CZ03 | 60.47
ResHeatCap | SFm | 2003 | CZ04 | 59.24
ResHeatCap | SFm | 2003 | CZ05 | 66.35
ResHeatCap | SFm | 2003 | CZ06 | 75.05
ResHeatCap | SFm | 2003 | CZ07 | 60.08
ResHeatCap | SFm | 2003 | CZ08 | 70.57
ResHeatCap | SFm | 2003 | CZ09 | 62.97
ResHeatCap | SFm | 2003 | CZ10 | 47.31
ResHeatCap | SFm | 2003 | CZ11 | 49.83
ResHeatCap | SFm | 2003 | CZ12 | 46.14
ResHeatCap | SFm | 2003 | CZ13 | 47.8
ResHeatCap | SFm | 2003 | CZ14 | 59.23
ResHeatCap | SFm | 2003 | CZ15 | 63.55
ResHeatCap | SFm | 2003 | CZ16 | 67.57
ResHeatCap | SFm | 2007 | CZ01 | 43.62
ResHeatCap | SFm | 2007 | CZ02 | 41.32
ResHeatCap | SFm | 2007 | CZ03 | 60.47
ResHeatCap | SFm | 2007 | CZ04 | 59.24
ResHeatCap | SFm | 2007 | CZ05 | 66.35
ResHeatCap | SFm | 2007 | CZ06 | 75.05
ResHeatCap | SFm | 2007 | CZ07 | 60.08
ResHeatCap | SFm | 2007 | CZ08 | 70.57
ResHeatCap | SFm | 2007 | CZ09 | 62.98
ResHeatCap | SFm | 2007 | CZ10 | 47.32
ResHeatCap | SFm | 2007 | CZ11 | 49.84
ResHeatCap | SFm | 2007 | CZ12 | 46.14
ResHeatCap | SFm | 2007 | CZ13 | 47.81
ResHeatCap | SFm | 2007 | CZ14 | 59.23
ResHeatCap | SFm | 2007 | CZ15 | 63.55
ResHeatCap | SFm | 2007 | CZ16 | 67.57
ResHeatCap | SFm | 2011 | CZ01 | 43.62
ResHeatCap | SFm | 2011 | CZ02 | 41.32
ResHeatCap | SFm | 2011 | CZ03 | 60.47
ResHeatCap | SFm | 2011 | CZ04 | 59.24
ResHeatCap | SFm | 2011 | CZ05 | 66.35
ResHeatCap | SFm | 2011 | CZ06 | 75.05
ResHeatCap | SFm | 2011 | CZ07 | 60.08
ResHeatCap | SFm | 2011 | CZ08 | 70.57
ResHeatCap | SFm | 2011 | CZ09 | 62.98
ResHeatCap | SFm | 2011 | CZ10 | 47.32
ResHeatCap | SFm | 2011 | CZ11 | 49.84
ResHeatCap | SFm | 2011 | CZ12 | 46.14
ResHeatCap | SFm | 2011 | CZ13 | 47.81
ResHeatCap | SFm | 2011 | CZ14 | 59.23
ResHeatCap | SFm | 2011 | CZ15 | 63.55
ResHeatCap | SFm | 2011 | CZ16 | 67.57
ResHeatCap | SFm | 2014 | CZ01 | 43.62
ResHeatCap | SFm | 2014 | CZ02 | 41.32
ResHeatCap | SFm | 2014 | CZ03 | 60.47
ResHeatCap | SFm | 2014 | CZ04 | 59.24
ResHeatCap | SFm | 2014 | CZ05 | 66.35
ResHeatCap | SFm | 2014 | CZ06 | 75.05
ResHeatCap | SFm | 2014 | CZ07 | 60.08
ResHeatCap | SFm | 2014 | CZ08 | 70.57
ResHeatCap | SFm | 2014 | CZ09 | 62.98
ResHeatCap | SFm | 2014 | CZ10 | 47.32
ResHeatCap | SFm | 2014 | CZ11 | 49.84
ResHeatCap | SFm | 2014 | CZ12 | 46.14
ResHeatCap | SFm | 2014 | CZ13 | 47.81
ResHeatCap | SFm | 2014 | CZ14 | 59.23
ResHeatCap | SFm | 2014 | CZ15 | 63.55
ResHeatCap | SFm | 2014 | CZ16 | 67.57
ResHeatCap | SFm | 2015 | CZ01 | 43.62
ResHeatCap | SFm | 2015 | CZ02 | 41.32
ResHeatCap | SFm | 2015 | CZ03 | 60.47
ResHeatCap | SFm | 2015 | CZ04 | 59.24
ResHeatCap | SFm | 2015 | CZ05 | 66.35
ResHeatCap | SFm | 2015 | CZ06 | 75.05
ResHeatCap | SFm | 2015 | CZ07 | 60.08
ResHeatCap | SFm | 2015 | CZ08 | 70.57
ResHeatCap | SFm | 2015 | CZ09 | 62.98
ResHeatCap | SFm | 2015 | CZ10 | 47.32
ResHeatCap | SFm | 2015 | CZ11 | 49.84
ResHeatCap | SFm | 2015 | CZ12 | 46.14
ResHeatCap | SFm | 2015 | CZ13 | 47.81
ResHeatCap | SFm | 2015 | CZ14 | 59.23
ResHeatCap | SFm | 2015 | CZ15 | 63.55
ResHeatCap | SFm | 2015 | CZ16 | 67.57
ResHeatCap | SFm | 2017 | CZ01 | 43.62
ResHeatCap | SFm | 2017 | CZ02 | 41.32
ResHeatCap | SFm | 2017 | CZ03 | 60.47
ResHeatCap | SFm | 2017 | CZ04 | 59.24
ResHeatCap | SFm | 2017 | CZ05 | 66.35
ResHeatCap | SFm | 2017 | CZ06 | 75.05
ResHeatCap | SFm | 2017 | CZ07 | 60.08
ResHeatCap | SFm | 2017 | CZ08 | 70.57
ResHeatCap | SFm | 2017 | CZ09 | 62.98
ResHeatCap | SFm | 2017 | CZ10 | 47.32
ResHeatCap | SFm | 2017 | CZ11 | 49.84
ResHeatCap | SFm | 2017 | CZ12 | 46.14
ResHeatCap | SFm | 2017 | CZ13 | 47.81
ResHeatCap | SFm | 2017 | CZ14 | 59.23
ResHeatCap | SFm | 2017 | CZ15 | 63.55
ResHeatCap | SFm | 2017 | CZ16 | 67.57
ResHeatCap | SFm | 2020 | CZ01 | 43.62
ResHeatCap | SFm | 2020 | CZ02 | 41.32
ResHeatCap | SFm | 2020 | CZ03 | 60.47
ResHeatCap | SFm | 2020 | CZ04 | 59.24
ResHeatCap | SFm | 2020 | CZ05 | 66.35
ResHeatCap | SFm | 2020 | CZ06 | 75.05
ResHeatCap | SFm | 2020 | CZ07 | 60.08
ResHeatCap | SFm | 2020 | CZ08 | 70.57
ResHeatCap | SFm | 2020 | CZ09 | 62.98
ResHeatCap | SFm | 2020 | CZ10 | 47.32
ResHeatCap | SFm | 2020 | CZ11 | 49.84
ResHeatCap | SFm | 2020 | CZ12 | 46.14
ResHeatCap | SFm | 2020 | CZ13 | 47.81
ResHeatCap | SFm | 2020 | CZ14 | 59.23
ResHeatCap | SFm | 2020 | CZ15 | 63.55
ResHeatCap | SFm | 2020 | CZ16 | 67.57
ResWallArea | SFm | 1975 | CZ01 | 1584.8
ResWallArea | SFm | 1975 | CZ02 | 1584.8
ResWallArea | SFm | 1975 | CZ03 | 1584.8
ResWallArea | SFm | 1975 | CZ04 | 1584.8
ResWallArea | SFm | 1975 | CZ05 | 1584.8
ResWallArea | SFm | 1975 | CZ06 | 1589.4
ResWallArea | SFm | 1975 | CZ07 | 1589.4
ResWallArea | SFm | 1975 | CZ08 | 1589.4
ResWallArea | SFm | 1975 | CZ09 | 1523.5
ResWallArea | SFm | 1975 | CZ10 | 1523.5
ResWallArea | SFm | 1975 | CZ11 | 1433
ResWallArea | SFm | 1975 | CZ12 | 1433
ResWallArea | SFm | 1975 | CZ13 | 1433
ResWallArea | SFm | 1975 | CZ14 | 1338.4
ResWallArea | SFm | 1975 | CZ15 | 1338.4
ResWallArea | SFm | 1975 | CZ16 | 1584.8
ResWallArea | SFm | 1985 | CZ01 | 1631.1
ResWallArea | SFm | 1985 | CZ02 | 1631.1
ResWallArea | SFm | 1985 | CZ03 | 1631.1
ResWallArea | SFm | 1985 | CZ04 | 1631.1
ResWallArea | SFm | 1985 | CZ05 | 1631.1
ResWallArea | SFm | 1985 | CZ06 | 1888.5
ResWallArea | SFm | 1985 | CZ07 | 1888.5
ResWallArea | SFm | 1985 | CZ08 | 1888.5
ResWallArea | SFm | 1985 | CZ09 | 1656.2
ResWallArea | SFm | 1985 | CZ10 | 1656.2
ResWallArea | SFm | 1985 | CZ11 | 1495.2
ResWallArea | SFm | 1985 | CZ12 | 1495.2
ResWallArea | SFm | 1985 | CZ13 | 1495.2
ResWallArea | SFm | 1985 | CZ14 | 1442.2
ResWallArea | SFm | 1985 | CZ15 | 1442.2
ResWallArea | SFm | 1985 | CZ16 | 1631.1
ResWallArea | SFm | 1996 | CZ01 | 1994.2
ResWallArea | SFm | 1996 | CZ02 | 1994.2
ResWallArea | SFm | 1996 | CZ03 | 1994.2
ResWallArea | SFm | 1996 | CZ04 | 1994.2
ResWallArea | SFm | 1996 | CZ05 | 1994.2
ResWallArea | SFm | 1996 | CZ06 | 2100.1
ResWallArea | SFm | 1996 | CZ07 | 2100.1
ResWallArea | SFm | 1996 | CZ08 | 2100.1
ResWallArea | SFm | 1996 | CZ09 | 2048.7
ResWallArea | SFm | 1996 | CZ10 | 2048.7
ResWallArea | SFm | 1996 | CZ11 | 1742
ResWallArea | SFm | 1996 | CZ12 | 1742
ResWallArea | SFm | 1996 | CZ13 | 1742
ResWallArea | SFm | 1996 | CZ14 | 1500.1
ResWallArea | SFm | 1996 | CZ15 | 1500.1
ResWallArea | SFm | 1996 | CZ16 | 1994.2
ResWallArea | SFm | 2003 | CZ01 | 2040.3
ResWallArea | SFm | 2003 | CZ02 | 1705.9
ResWallArea | SFm | 2003 | CZ03 | 2040.3
ResWallArea | SFm | 2003 | CZ04 | 2040.3
ResWallArea | SFm | 2003 | CZ05 | 2040.3
ResWallArea | SFm | 2003 | CZ06 | 2143.5
ResWallArea | SFm | 2003 | CZ07 | 2143.5
ResWallArea | SFm | 2003 | CZ08 | 2143.5
ResWallArea | SFm | 2003 | CZ09 | 2156.9
ResWallArea | SFm | 2003 | CZ10 | 1705.9
ResWallArea | SFm | 2003 | CZ11 | 1705.9
ResWallArea | SFm | 2003 | CZ12 | 1705.9
ResWallArea | SFm | 2003 | CZ13 | 1705.9
ResWallArea | SFm | 2003 | CZ14 | 1663.1
ResWallArea | SFm | 2003 | CZ15 | 1663.1
ResWallArea | SFm | 2003 | CZ16 | 2040.3
ResWallArea | SFm | 2007 | CZ01 | 2040.3
ResWallArea | SFm | 2007 | CZ02 | 1705.9
ResWallArea | SFm | 2007 | CZ03 | 2040.3
ResWallArea | SFm | 2007 | CZ04 | 2040.3
ResWallArea | SFm | 2007 | CZ05 | 2040.3
ResWallArea | SFm | 2007 | CZ06 | 2143.5
ResWallArea | SFm | 2007 | CZ07 | 2143.5
ResWallArea | SFm | 2007 | CZ08 | 2143.5
ResWallArea | SFm | 2007 | CZ09 | 2156.9
ResWallArea | SFm | 2007 | CZ10 | 1705.9
ResWallArea | SFm | 2007 | CZ11 | 1705.9
ResWallArea | SFm | 2007 | CZ12 | 1705.9
ResWallArea | SFm | 2007 | CZ13 | 1705.9
ResWallArea | SFm | 2007 | CZ14 | 1663.1
ResWallArea | SFm | 2007 | CZ15 | 1663.1
ResWallArea | SFm | 2007 | CZ16 | 2040.3
ResWallArea | SFm | 2011 | CZ01 | 2040.3
ResWallArea | SFm | 2011 | CZ02 | 1705.9
ResWallArea | SFm | 2011 | CZ03 | 2040.3
ResWallArea | SFm | 2011 | CZ04 | 2040.3
ResWallArea | SFm | 2011 | CZ05 | 2040.3
ResWallArea | SFm | 2011 | CZ06 | 2143.5
ResWallArea | SFm | 2011 | CZ07 | 2143.5
ResWallArea | SFm | 2011 | CZ08 | 2143.5
ResWallArea | SFm | 2011 | CZ09 | 2156.9
ResWallArea | SFm | 2011 | CZ10 | 1705.9
ResWallArea | SFm | 2011 | CZ11 | 1705.9
ResWallArea | SFm | 2011 | CZ12 | 1705.9
ResWallArea | SFm | 2011 | CZ13 | 1705.9
ResWallArea | SFm | 2011 | CZ14 | 1663.1
ResWallArea | SFm | 2011 | CZ15 | 1663.1
ResWallArea | SFm | 2011 | CZ16 | 2040.3
ResWallArea | SFm | 2014 | CZ01 | 2040.3
ResWallArea | SFm | 2014 | CZ02 | 1705.9
ResWallArea | SFm | 2014 | CZ03 | 2040.3
ResWallArea | SFm | 2014 | CZ04 | 2040.3
ResWallArea | SFm | 2014 | CZ05 | 2040.3
ResWallArea | SFm | 2014 | CZ06 | 2143.5
ResWallArea | SFm | 2014 | CZ07 | 2143.5
ResWallArea | SFm | 2014 | CZ08 | 2143.5
ResWallArea | SFm | 2014 | CZ09 | 2156.9
ResWallArea | SFm | 2014 | CZ10 | 1705.9
ResWallArea | SFm | 2014 | CZ11 | 1705.9
ResWallArea | SFm | 2014 | CZ12 | 1705.9
ResWallArea | SFm | 2014 | CZ13 | 1705.9
ResWallArea | SFm | 2014 | CZ14 | 1663.1
ResWallArea | SFm | 2014 | CZ15 | 1663.1
ResWallArea | SFm | 2014 | CZ16 | 2040.3
ResWallArea | SFm | 2015 | CZ01 | 2040.3
ResWallArea | SFm | 2015 | CZ02 | 1705.9
ResWallArea | SFm | 2015 | CZ03 | 2040.3
ResWallArea | SFm | 2015 | CZ04 | 2040.3
ResWallArea | SFm | 2015 | CZ05 | 2040.3
ResWallArea | SFm | 2015 | CZ06 | 2143.5
ResWallArea | SFm | 2015 | CZ07 | 2143.5
ResWallArea | SFm | 2015 | CZ08 | 2143.5
ResWallArea | SFm | 2015 | CZ09 | 2156.9
ResWallArea | SFm | 2015 | CZ10 | 1705.9
ResWallArea | SFm | 2015 | CZ11 | 1705.9
ResWallArea | SFm | 2015 | CZ12 | 1705.9
ResWallArea | SFm | 2015 | CZ13 | 1705.9
ResWallArea | SFm | 2015 | CZ14 | 1663.1
ResWallArea | SFm | 2015 | CZ15 | 1663.1
ResWallArea | SFm | 2015 | CZ16 | 2040.3
ResWallArea | SFm | 2017 | CZ01 | 2040.3
ResWallArea | SFm | 2017 | CZ02 | 1705.9
ResWallArea | SFm | 2017 | CZ03 | 2040.3
ResWallArea | SFm | 2017 | CZ04 | 2040.3
ResWallArea | SFm | 2017 | CZ05 | 2040.3
ResWallArea | SFm | 2017 | CZ06 | 2143.5
ResWallArea | SFm | 2017 | CZ07 | 2143.5
ResWallArea | SFm | 2017 | CZ08 | 2143.5
ResWallArea | SFm | 2017 | CZ09 | 2156.9
ResWallArea | SFm | 2017 | CZ10 | 1705.9
ResWallArea | SFm | 2017 | CZ11 | 1705.9
ResWallArea | SFm | 2017 | CZ12 | 1705.9
ResWallArea | SFm | 2017 | CZ13 | 1705.9
ResWallArea | SFm | 2017 | CZ14 | 1663.1
ResWallArea | SFm | 2017 | CZ15 | 1663.1
ResWallArea | SFm | 2017 | CZ16 | 2040.3
ResWallArea | SFm | 2020 | CZ01 | 2040.3
ResWallArea | SFm | 2020 | CZ02 | 1705.9
ResWallArea | SFm | 2020 | CZ03 | 2040.3
ResWallArea | SFm | 2020 | CZ04 | 2040.3
ResWallArea | SFm | 2020 | CZ05 | 2040.3
ResWallArea | SFm | 2020 | CZ06 | 2143.5
ResWallArea | SFm | 2020 | CZ07 | 2143.5
ResWallArea | SFm | 2020 | CZ08 | 2143.5
ResWallArea | SFm | 2020 | CZ09 | 2156.9
ResWallArea | SFm | 2020 | CZ10 | 1705.9
ResWallArea | SFm | 2020 | CZ11 | 1705.9
ResWallArea | SFm | 2020 | CZ12 | 1705.9
ResWallArea | SFm | 2020 | CZ13 | 1705.9
ResWallArea | SFm | 2020 | CZ14 | 1663.1
ResWallArea | SFm | 2020 | CZ15 | 1663.1
ResWallArea | SFm | 2020 | CZ16 | 2040.3
ResWinArea | SFm | 1975 | CZ01 | 223
ResWinArea | SFm | 1975 | CZ02 | 223
ResWinArea | SFm | 1975 | CZ03 | 223
ResWinArea | SFm | 1975 | CZ04 | 223
ResWinArea | SFm | 1975 | CZ05 | 223
ResWinArea | SFm | 1975 | CZ06 | 238
ResWinArea | SFm | 1975 | CZ07 | 238
ResWinArea | SFm | 1975 | CZ08 | 238
ResWinArea | SFm | 1975 | CZ09 | 214
ResWinArea | SFm | 1975 | CZ10 | 214
ResWinArea | SFm | 1975 | CZ11 | 200
ResWinArea | SFm | 1975 | CZ12 | 200
ResWinArea | SFm | 1975 | CZ13 | 200
ResWinArea | SFm | 1975 | CZ14 | 267
ResWinArea | SFm | 1975 | CZ15 | 267
ResWinArea | SFm | 1975 | CZ16 | 223
ResWinArea | SFm | 1985 | CZ01 | 304.8
ResWinArea | SFm | 1985 | CZ02 | 304.8
ResWinArea | SFm | 1985 | CZ03 | 304.8
ResWinArea | SFm | 1985 | CZ04 | 304.8
ResWinArea | SFm | 1985 | CZ05 | 304.8
ResWinArea | SFm | 1985 | CZ06 | 346.5
ResWinArea | SFm | 1985 | CZ07 | 346.5
ResWinArea | SFm | 1985 | CZ08 | 346.5
ResWinArea | SFm | 1985 | CZ09 | 290
ResWinArea | SFm | 1985 | CZ10 | 290
ResWinArea | SFm | 1985 | CZ11 | 273
ResWinArea | SFm | 1985 | CZ12 | 273
ResWinArea | SFm | 1985 | CZ13 | 273
ResWinArea | SFm | 1985 | CZ14 | 244
ResWinArea | SFm | 1985 | CZ15 | 244
ResWinArea | SFm | 1985 | CZ16 | 304.8
ResWinArea | SFm | 1996 | CZ01 | 394.7
ResWinArea | SFm | 1996 | CZ02 | 394.7
ResWinArea | SFm | 1996 | CZ03 | 394.7
ResWinArea | SFm | 1996 | CZ04 | 394.7
ResWinArea | SFm | 1996 | CZ05 | 394.7
ResWinArea | SFm | 1996 | CZ06 | 413.5
ResWinArea | SFm | 1996 | CZ07 | 413.5
ResWinArea | SFm | 1996 | CZ08 | 413.5
ResWinArea | SFm | 1996 | CZ09 | 393.5
ResWinArea | SFm | 1996 | CZ10 | 393.5
ResWinArea | SFm | 1996 | CZ11 | 325.1
ResWinArea | SFm | 1996 | CZ12 | 325.1
ResWinArea | SFm | 1996 | CZ13 | 325.1
ResWinArea | SFm | 1996 | CZ14 | 281.3
ResWinArea | SFm | 1996 | CZ15 | 281.3
ResWinArea | SFm | 1996 | CZ16 | 394.7
ResWinArea | SFm | 2003 | CZ01 | 413.2
ResWinArea | SFm | 2003 | CZ02 | 311.8
ResWinArea | SFm | 2003 | CZ03 | 413.2
ResWinArea | SFm | 2003 | CZ04 | 413.2
ResWinArea | SFm | 2003 | CZ05 | 413.2
ResWinArea | SFm | 2003 | CZ06 | 430.7
ResWinArea | SFm | 2003 | CZ07 | 430.7
ResWinArea | SFm | 2003 | CZ08 | 430.7
ResWinArea | SFm | 2003 | CZ09 | 436.1
ResWinArea | SFm | 2003 | CZ10 | 311.8
ResWinArea | SFm | 2003 | CZ11 | 311.8
ResWinArea | SFm | 2003 | CZ12 | 311.8
ResWinArea | SFm | 2003 | CZ13 | 311.8
ResWinArea | SFm | 2003 | CZ14 | 345.7
ResWinArea | SFm | 2003 | CZ15 | 345.7
ResWinArea | SFm | 2003 | CZ16 | 413.2
ResWinArea | SFm | 2007 | CZ01 | 413.2
ResWinArea | SFm | 2007 | CZ02 | 311.8
ResWinArea | SFm | 2007 | CZ03 | 413.2
ResWinArea | SFm | 2007 | CZ04 | 413.2
ResWinArea | SFm | 2007 | CZ05 | 413.2
ResWinArea | SFm | 2007 | CZ06 | 430.7
ResWinArea | SFm | 2007 | CZ07 | 430.7
ResWinArea | SFm | 2007 | CZ08 | 430.7
ResWinArea | SFm | 2007 | CZ09 | 436.1
ResWinArea | SFm | 2007 | CZ10 | 311.8
ResWinArea | SFm | 2007 | CZ11 | 311.8
ResWinArea | SFm | 2007 | CZ12 | 311.8
ResWinArea | SFm | 2007 | CZ13 | 311.8
ResWinArea | SFm | 2007 | CZ14 | 345.7
ResWinArea | SFm | 2007 | CZ15 | 345.7
ResWinArea | SFm | 2007 | CZ16 | 413.2
ResWinArea | SFm | 2011 | CZ01 | 413.2
ResWinArea | SFm | 2011 | CZ02 | 311.8
ResWinArea | SFm | 2011 | CZ03 | 413.2
ResWinArea | SFm | 2011 | CZ04 | 413.2
ResWinArea | SFm | 2011 | CZ05 | 413.2
ResWinArea | SFm | 2011 | CZ06 | 430.7
ResWinArea | SFm | 2011 | CZ07 | 430.7
ResWinArea | SFm | 2011 | CZ08 | 430.7
ResWinArea | SFm | 2011 | CZ09 | 436.1
ResWinArea | SFm | 2011 | CZ10 | 311.8
ResWinArea | SFm | 2011 | CZ11 | 311.8
ResWinArea | SFm | 2011 | CZ12 | 311.8
ResWinArea | SFm | 2011 | CZ13 | 311.8
ResWinArea | SFm | 2011 | CZ14 | 345.7
ResWinArea | SFm | 2011 | CZ15 | 345.7
ResWinArea | SFm | 2011 | CZ16 | 413.2
ResWinArea | SFm | 2014 | CZ01 | 413.2
ResWinArea | SFm | 2014 | CZ02 | 311.8
ResWinArea | SFm | 2014 | CZ03 | 413.2
ResWinArea | SFm | 2014 | CZ04 | 413.2
ResWinArea | SFm | 2014 | CZ05 | 413.2
ResWinArea | SFm | 2014 | CZ06 | 430.7
ResWinArea | SFm | 2014 | CZ07 | 430.7
ResWinArea | SFm | 2014 | CZ08 | 430.7
ResWinArea | SFm | 2014 | CZ09 | 436.1
ResWinArea | SFm | 2014 | CZ10 | 311.8
ResWinArea | SFm | 2014 | CZ11 | 311.8
ResWinArea | SFm | 2014 | CZ12 | 311.8
ResWinArea | SFm | 2014 | CZ13 | 311.8
ResWinArea | SFm | 2014 | CZ14 | 345.7
ResWinArea | SFm | 2014 | CZ15 | 345.7
ResWinArea | SFm | 2014 | CZ16 | 413.2
ResWinArea | SFm | 2015 | CZ01 | 413.2
ResWinArea | SFm | 2015 | CZ02 | 311.8
ResWinArea | SFm | 2015 | CZ03 | 413.2
ResWinArea | SFm | 2015 | CZ04 | 413.2
ResWinArea | SFm | 2015 | CZ05 | 413.2
ResWinArea | SFm | 2015 | CZ06 | 430.7
ResWinArea | SFm | 2015 | CZ07 | 430.7
ResWinArea | SFm | 2015 | CZ08 | 430.7
ResWinArea | SFm | 2015 | CZ09 | 436.1
ResWinArea | SFm | 2015 | CZ10 | 311.8
ResWinArea | SFm | 2015 | CZ11 | 311.8
ResWinArea | SFm | 2015 | CZ12 | 311.8
ResWinArea | SFm | 2015 | CZ13 | 311.8
ResWinArea | SFm | 2015 | CZ14 | 345.7
ResWinArea | SFm | 2015 | CZ15 | 345.7
ResWinArea | SFm | 2015 | CZ16 | 413.2
ResWinArea | SFm | 2017 | CZ01 | 413.2
ResWinArea | SFm | 2017 | CZ02 | 311.8
ResWinArea | SFm | 2017 | CZ03 | 413.2
ResWinArea | SFm | 2017 | CZ04 | 413.2
ResWinArea | SFm | 2017 | CZ05 | 413.2
ResWinArea | SFm | 2017 | CZ06 | 430.7
ResWinArea | SFm | 2017 | CZ07 | 430.7
ResWinArea | SFm | 2017 | CZ08 | 430.7
ResWinArea | SFm | 2017 | CZ09 | 436.1
ResWinArea | SFm | 2017 | CZ10 | 311.8
ResWinArea | SFm | 2017 | CZ11 | 311.8
ResWinArea | SFm | 2017 | CZ12 | 311.8
ResWinArea | SFm | 2017 | CZ13 | 311.8
ResWinArea | SFm | 2017 | CZ14 | 345.7
ResWinArea | SFm | 2017 | CZ15 | 345.7
ResWinArea | SFm | 2017 | CZ16 | 413.2
ResWinArea | SFm | 2020 | CZ01 | 413.2
ResWinArea | SFm | 2020 | CZ02 | 311.8
ResWinArea | SFm | 2020 | CZ03 | 413.2
ResWinArea | SFm | 2020 | CZ04 | 413.2
ResWinArea | SFm | 2020 | CZ05 | 413.2
ResWinArea | SFm | 2020 | CZ06 | 430.7
ResWinArea | SFm | 2020 | CZ07 | 430.7
ResWinArea | SFm | 2020 | CZ08 | 430.7
ResWinArea | SFm | 2020 | CZ09 | 436.1
ResWinArea | SFm | 2020 | CZ10 | 311.8
ResWinArea | SFm | 2020 | CZ11 | 311.8
ResWinArea | SFm | 2020 | CZ12 | 311.8
ResWinArea | SFm | 2020 | CZ13 | 311.8
ResWinArea | SFm | 2020 | CZ14 | 345.7
ResWinArea | SFm | 2020 | CZ15 | 345.7
ResWinArea | SFm | 2020 | CZ16 | 413.2
ResCeilArea | SFm | 1975 | CZ01 | 1075
ResCeilArea | SFm | 1975 | CZ02 | 1075
ResCeilArea | SFm | 1975 | CZ03 | 1075
ResCeilArea | SFm | 1975 | CZ04 | 1075
ResCeilArea | SFm | 1975 | CZ05 | 1075
ResCeilArea | SFm | 1975 | CZ06 | 985.8
ResCeilArea | SFm | 1975 | CZ07 | 985.8
ResCeilArea | SFm | 1975 | CZ08 | 985.8
ResCeilArea | SFm | 1975 | CZ09 | 1230.1
ResCeilArea | SFm | 1975 | CZ10 | 1230.1
ResCeilArea | SFm | 1975 | CZ11 | 1212.7
ResCeilArea | SFm | 1975 | CZ12 | 1212.7
ResCeilArea | SFm | 1975 | CZ13 | 1212.7
ResCeilArea | SFm | 1975 | CZ14 | 1439.8
ResCeilArea | SFm | 1975 | CZ15 | 1439.8
ResCeilArea | SFm | 1975 | CZ16 | 1075
ResCeilArea | SFm | 1985 | CZ01 | 1453.4
ResCeilArea | SFm | 1985 | CZ02 | 1453.4
ResCeilArea | SFm | 1985 | CZ03 | 1453.4
ResCeilArea | SFm | 1985 | CZ04 | 1453.4
ResCeilArea | SFm | 1985 | CZ05 | 1453.4
ResCeilArea | SFm | 1985 | CZ06 | 1274.1
ResCeilArea | SFm | 1985 | CZ07 | 1274.1
ResCeilArea | SFm | 1985 | CZ08 | 1274.1
ResCeilArea | SFm | 1985 | CZ09 | 1275.4
ResCeilArea | SFm | 1985 | CZ10 | 1275.4
ResCeilArea | SFm | 1985 | CZ11 | 1385.4
ResCeilArea | SFm | 1985 | CZ12 | 1385.4
ResCeilArea | SFm | 1985 | CZ13 | 1385.4
ResCeilArea | SFm | 1985 | CZ14 | 1554.5
ResCeilArea | SFm | 1985 | CZ15 | 1554.5
ResCeilArea | SFm | 1985 | CZ16 | 1453.4
ResCeilArea | SFm | 1996 | CZ01 | 1290
ResCeilArea | SFm | 1996 | CZ02 | 1290
ResCeilArea | SFm | 1996 | CZ03 | 1290
ResCeilArea | SFm | 1996 | CZ04 | 1290
ResCeilArea | SFm | 1996 | CZ05 | 1290
ResCeilArea | SFm | 1996 | CZ06 | 1276.1
ResCeilArea | SFm | 1996 | CZ07 | 1276.1
ResCeilArea | SFm | 1996 | CZ08 | 1276.1
ResCeilArea | SFm | 1996 | CZ09 | 1214.4
ResCeilArea | SFm | 1996 | CZ10 | 1214.4
ResCeilArea | SFm | 1996 | CZ11 | 1451.4
ResCeilArea | SFm | 1996 | CZ12 | 1451.4
ResCeilArea | SFm | 1996 | CZ13 | 1451.4
ResCeilArea | SFm | 1996 | CZ14 | 1465
ResCeilArea | SFm | 1996 | CZ15 | 1465
ResCeilArea | SFm | 1996 | CZ16 | 1290
ResCeilArea | SFm | 2003 | CZ01 | 1350.4
ResCeilArea | SFm | 2003 | CZ02 | 1392
ResCeilArea | SFm | 2003 | CZ03 | 1350.4
ResCeilArea | SFm | 2003 | CZ04 | 1350.4
ResCeilArea | SFm | 2003 | CZ05 | 1350.4
ResCeilArea | SFm | 2003 | CZ06 | 1329.4
ResCeilArea | SFm | 2003 | CZ07 | 1329.4
ResCeilArea | SFm | 2003 | CZ08 | 1329.4
ResCeilArea | SFm | 2003 | CZ09 | 1346.1
ResCeilArea | SFm | 2003 | CZ10 | 1392
ResCeilArea | SFm | 2003 | CZ11 | 1392
ResCeilArea | SFm | 2003 | CZ12 | 1392
ResCeilArea | SFm | 2003 | CZ13 | 1392
ResCeilArea | SFm | 2003 | CZ14 | 1800.8
ResCeilArea | SFm | 2003 | CZ15 | 1800.8
ResCeilArea | SFm | 2003 | CZ16 | 1350.4
ResCeilArea | SFm | 2007 | CZ01 | 1350.4
ResCeilArea | SFm | 2007 | CZ02 | 1392
ResCeilArea | SFm | 2007 | CZ03 | 1350.4
ResCeilArea | SFm | 2007 | CZ04 | 1350.4
ResCeilArea | SFm | 2007 | CZ05 | 1350.4
ResCeilArea | SFm | 2007 | CZ06 | 1329.4
ResCeilArea | SFm | 2007 | CZ07 | 1329.4
ResCeilArea | SFm | 2007 | CZ08 | 1329.4
ResCeilArea | SFm | 2007 | CZ09 | 1346.1
ResCeilArea | SFm | 2007 | CZ10 | 1392
ResCeilArea | SFm | 2007 | CZ11 | 1392
ResCeilArea | SFm | 2007 | CZ12 | 1392
ResCeilArea | SFm | 2007 | CZ13 | 1392
ResCeilArea | SFm | 2007 | CZ14 | 1800.8
ResCeilArea | SFm | 2007 | CZ15 | 1800.8
ResCeilArea | SFm | 2007 | CZ16 | 1350.4
ResCeilArea | SFm | 2011 | CZ01 | 1350.4
ResCeilArea | SFm | 2011 | CZ02 | 1392
ResCeilArea | SFm | 2011 | CZ03 | 1350.4
ResCeilArea | SFm | 2011 | CZ04 | 1350.4
ResCeilArea | SFm | 2011 | CZ05 | 1350.4
ResCeilArea | SFm | 2011 | CZ06 | 1329.4
ResCeilArea | SFm | 2011 | CZ07 | 1329.4
ResCeilArea | SFm | 2011 | CZ08 | 1329.4
ResCeilArea | SFm | 2011 | CZ09 | 1346.1
ResCeilArea | SFm | 2011 | CZ10 | 1392
ResCeilArea | SFm | 2011 | CZ11 | 1392
ResCeilArea | SFm | 2011 | CZ12 | 1392
ResCeilArea | SFm | 2011 | CZ13 | 1392
ResCeilArea | SFm | 2011 | CZ14 | 1800.8
ResCeilArea | SFm | 2011 | CZ15 | 1800.8
ResCeilArea | SFm | 2011 | CZ16 | 1350.4
ResCeilArea | SFm | 2014 | CZ01 | 1350.4
ResCeilArea | SFm | 2014 | CZ02 | 1392
ResCeilArea | SFm | 2014 | CZ03 | 1350.4
ResCeilArea | SFm | 2014 | CZ04 | 1350.4
ResCeilArea | SFm | 2014 | CZ05 | 1350.4
ResCeilArea | SFm | 2014 | CZ06 | 1329.4
ResCeilArea | SFm | 2014 | CZ07 | 1329.4
ResCeilArea | SFm | 2014 | CZ08 | 1329.4
ResCeilArea | SFm | 2014 | CZ09 | 1346.1
ResCeilArea | SFm | 2014 | CZ10 | 1392
ResCeilArea | SFm | 2014 | CZ11 | 1392
ResCeilArea | SFm | 2014 | CZ12 | 1392
ResCeilArea | SFm | 2014 | CZ13 | 1392
ResCeilArea | SFm | 2014 | CZ14 | 1800.8
ResCeilArea | SFm | 2014 | CZ15 | 1800.8
ResCeilArea | SFm | 2014 | CZ16 | 1350.4
ResCeilArea | SFm | 2015 | CZ01 | 1350.4
ResCeilArea | SFm | 2015 | CZ02 | 1392
ResCeilArea | SFm | 2015 | CZ03 | 1350.4
ResCeilArea | SFm | 2015 | CZ04 | 1350.4
ResCeilArea | SFm | 2015 | CZ05 | 1350.4
ResCeilArea | SFm | 2015 | CZ06 | 1329.4
ResCeilArea | SFm | 2015 | CZ07 | 1329.4
ResCeilArea | SFm | 2015 | CZ08 | 1329.4
ResCeilArea | SFm | 2015 | CZ09 | 1346.1
ResCeilArea | SFm | 2015 | CZ10 | 1392
ResCeilArea | SFm | 2015 | CZ11 | 1392
ResCeilArea | SFm | 2015 | CZ12 | 1392
ResCeilArea | SFm | 2015 | CZ13 | 1392
ResCeilArea | SFm | 2015 | CZ14 | 1800.8
ResCeilArea | SFm | 2015 | CZ15 | 1800.8
ResCeilArea | SFm | 2015 | CZ16 | 1350.4
ResCeilArea | SFm | 2017 | CZ01 | 1350.4
ResCeilArea | SFm | 2017 | CZ02 | 1392
ResCeilArea | SFm | 2017 | CZ03 | 1350.4
ResCeilArea | SFm | 2017 | CZ04 | 1350.4
ResCeilArea | SFm | 2017 | CZ05 | 1350.4
ResCeilArea | SFm | 2017 | CZ06 | 1329.4
ResCeilArea | SFm | 2017 | CZ07 | 1329.4
ResCeilArea | SFm | 2017 | CZ08 | 1329.4
ResCeilArea | SFm | 2017 | CZ09 | 1346.1
ResCeilArea | SFm | 2017 | CZ10 | 1392
ResCeilArea | SFm | 2017 | CZ11 | 1392
ResCeilArea | SFm | 2017 | CZ12 | 1392
ResCeilArea | SFm | 2017 | CZ13 | 1392
ResCeilArea | SFm | 2017 | CZ14 | 1800.8
ResCeilArea | SFm | 2017 | CZ15 | 1800.8
ResCeilArea | SFm | 2017 | CZ16 | 1350.4
ResCeilArea | SFm | 2020 | CZ01 | 1350.4
ResCeilArea | SFm | 2020 | CZ02 | 1392
ResCeilArea | SFm | 2020 | CZ03 | 1350.4
ResCeilArea | SFm | 2020 | CZ04 | 1350.4
ResCeilArea | SFm | 2020 | CZ05 | 1350.4
ResCeilArea | SFm | 2020 | CZ06 | 1329.4
ResCeilArea | SFm | 2020 | CZ07 | 1329.4
ResCeilArea | SFm | 2020 | CZ08 | 1329.4
ResCeilArea | SFm | 2020 | CZ09 | 1346.1
ResCeilArea | SFm | 2020 | CZ10 | 1392
ResCeilArea | SFm | 2020 | CZ11 | 1392
ResCeilArea | SFm | 2020 | CZ12 | 1392
ResCeilArea | SFm | 2020 | CZ13 | 1392
ResCeilArea | SFm | 2020 | CZ14 | 1800.8
ResCeilArea | SFm | 2020 | CZ15 | 1800.8
ResCeilArea | SFm | 2020 | CZ16 | 1350.4
ResRoofArea | SFm | 1975 | CZ01 | 1186.1
ResRoofArea | SFm | 1975 | CZ02 | 1186.1
ResRoofArea | SFm | 1975 | CZ03 | 1186.1
ResRoofArea | SFm | 1975 | CZ04 | 1186.1
ResRoofArea | SFm | 1975 | CZ05 | 1186.1
ResRoofArea | SFm | 1975 | CZ06 | 1087.7
ResRoofArea | SFm | 1975 | CZ07 | 1087.7
ResRoofArea | SFm | 1975 | CZ08 | 1087.7
ResRoofArea | SFm | 1975 | CZ09 | 1357.3
ResRoofArea | SFm | 1975 | CZ10 | 1357.3
ResRoofArea | SFm | 1975 | CZ11 | 1338.1
ResRoofArea | SFm | 1975 | CZ12 | 1338.1
ResRoofArea | SFm | 1975 | CZ13 | 1338.1
ResRoofArea | SFm | 1975 | CZ14 | 1588.6
ResRoofArea | SFm | 1975 | CZ15 | 1588.6
ResRoofArea | SFm | 1975 | CZ16 | 1186.1
ResRoofArea | SFm | 1985 | CZ01 | 1603.7
ResRoofArea | SFm | 1985 | CZ02 | 1603.7
ResRoofArea | SFm | 1985 | CZ03 | 1603.7
ResRoofArea | SFm | 1985 | CZ04 | 1603.7
ResRoofArea | SFm | 1985 | CZ05 | 1603.7
ResRoofArea | SFm | 1985 | CZ06 | 1405.8
ResRoofArea | SFm | 1985 | CZ07 | 1405.8
ResRoofArea | SFm | 1985 | CZ08 | 1405.8
ResRoofArea | SFm | 1985 | CZ09 | 1407.3
ResRoofArea | SFm | 1985 | CZ10 | 1407.3
ResRoofArea | SFm | 1985 | CZ11 | 1528.6
ResRoofArea | SFm | 1985 | CZ12 | 1528.6
ResRoofArea | SFm | 1985 | CZ13 | 1528.6
ResRoofArea | SFm | 1985 | CZ14 | 1715.2
ResRoofArea | SFm | 1985 | CZ15 | 1715.2
ResRoofArea | SFm | 1985 | CZ16 | 1603.7
ResRoofArea | SFm | 1996 | CZ01 | 1423.4
ResRoofArea | SFm | 1996 | CZ02 | 1423.4
ResRoofArea | SFm | 1996 | CZ03 | 1423.4
ResRoofArea | SFm | 1996 | CZ04 | 1423.4
ResRoofArea | SFm | 1996 | CZ05 | 1423.4
ResRoofArea | SFm | 1996 | CZ06 | 1408
ResRoofArea | SFm | 1996 | CZ07 | 1408
ResRoofArea | SFm | 1996 | CZ08 | 1408
ResRoofArea | SFm | 1996 | CZ09 | 1339.9
ResRoofArea | SFm | 1996 | CZ10 | 1339.9
ResRoofArea | SFm | 1996 | CZ11 | 1601.4
ResRoofArea | SFm | 1996 | CZ12 | 1601.4
ResRoofArea | SFm | 1996 | CZ13 | 1601.4
ResRoofArea | SFm | 1996 | CZ14 | 1616.5
ResRoofArea | SFm | 1996 | CZ15 | 1616.5
ResRoofArea | SFm | 1996 | CZ16 | 1423.4
ResRoofArea | SFm | 2003 | CZ01 | 1490
ResRoofArea | SFm | 2003 | CZ02 | 1535.9
ResRoofArea | SFm | 2003 | CZ03 | 1490
ResRoofArea | SFm | 2003 | CZ04 | 1490
ResRoofArea | SFm | 2003 | CZ05 | 1490
ResRoofArea | SFm | 2003 | CZ06 | 1466.8
ResRoofArea | SFm | 2003 | CZ07 | 1466.8
ResRoofArea | SFm | 2003 | CZ08 | 1466.8
ResRoofArea | SFm | 2003 | CZ09 | 1485.3
ResRoofArea | SFm | 2003 | CZ10 | 1535.9
ResRoofArea | SFm | 2003 | CZ11 | 1535.9
ResRoofArea | SFm | 2003 | CZ12 | 1535.9
ResRoofArea | SFm | 2003 | CZ13 | 1535.9
ResRoofArea | SFm | 2003 | CZ14 | 1987
ResRoofArea | SFm | 2003 | CZ15 | 1987
ResRoofArea | SFm | 2003 | CZ16 | 1490
ResRoofArea | SFm | 2007 | CZ01 | 1490
ResRoofArea | SFm | 2007 | CZ02 | 1535.9
ResRoofArea | SFm | 2007 | CZ03 | 1490
ResRoofArea | SFm | 2007 | CZ04 | 1490
ResRoofArea | SFm | 2007 | CZ05 | 1490
ResRoofArea | SFm | 2007 | CZ06 | 1466.8
ResRoofArea | SFm | 2007 | CZ07 | 1466.8
ResRoofArea | SFm | 2007 | CZ08 | 1466.8
ResRoofArea | SFm | 2007 | CZ09 | 1485.3
ResRoofArea | SFm | 2007 | CZ10 | 1535.9
ResRoofArea | SFm | 2007 | CZ11 | 1535.9
ResRoofArea | SFm | 2007 | CZ12 | 1535.9
ResRoofArea | SFm | 2007 | CZ13 | 1535.9
ResRoofArea | SFm | 2007 | CZ14 | 1987
ResRoofArea | SFm | 2007 | CZ15 | 1987
ResRoofArea | SFm | 2007 | CZ16 | 1490
ResRoofArea | SFm | 2011 | CZ01 | 1490
ResRoofArea | SFm | 2011 | CZ02 | 1535.9
ResRoofArea | SFm | 2011 | CZ03 | 1490
ResRoofArea | SFm | 2011 | CZ04 | 1490
ResRoofArea | SFm | 2011 | CZ05 | 1490
ResRoofArea | SFm | 2011 | CZ06 | 1466.8
ResRoofArea | SFm | 2011 | CZ07 | 1466.8
ResRoofArea | SFm | 2011 | CZ08 | 1466.8
ResRoofArea | SFm | 2011 | CZ09 | 1485.3
ResRoofArea | SFm | 2011 | CZ10 | 1535.9
ResRoofArea | SFm | 2011 | CZ11 | 1535.9
ResRoofArea | SFm | 2011 | CZ12 | 1535.9
ResRoofArea | SFm | 2011 | CZ13 | 1535.9
ResRoofArea | SFm | 2011 | CZ14 | 1987
ResRoofArea | SFm | 2011 | CZ15 | 1987
ResRoofArea | SFm | 2011 | CZ16 | 1490
ResRoofArea | SFm | 2014 | CZ01 | 1490
ResRoofArea | SFm | 2014 | CZ02 | 1535.9
ResRoofArea | SFm | 2014 | CZ03 | 1490
ResRoofArea | SFm | 2014 | CZ04 | 1490
ResRoofArea | SFm | 2014 | CZ05 | 1490
ResRoofArea | SFm | 2014 | CZ06 | 1466.8
ResRoofArea | SFm | 2014 | CZ07 | 1466.8
ResRoofArea | SFm | 2014 | CZ08 | 1466.8
ResRoofArea | SFm | 2014 | CZ09 | 1485.3
ResRoofArea | SFm | 2014 | CZ10 | 1535.9
ResRoofArea | SFm | 2014 | CZ11 | 1535.9
ResRoofArea | SFm | 2014 | CZ12 | 1535.9
ResRoofArea | SFm | 2014 | CZ13 | 1535.9
ResRoofArea | SFm | 2014 | CZ14 | 1987
ResRoofArea | SFm | 2014 | CZ15 | 1987
ResRoofArea | SFm | 2014 | CZ16 | 1490
ResRoofArea | SFm | 2015 | CZ01 | 1490
ResRoofArea | SFm | 2015 | CZ02 | 1535.9
ResRoofArea | SFm | 2015 | CZ03 | 1490
ResRoofArea | SFm | 2015 | CZ04 | 1490
ResRoofArea | SFm | 2015 | CZ05 | 1490
ResRoofArea | SFm | 2015 | CZ06 | 1466.8
ResRoofArea | SFm | 2015 | CZ07 | 1466.8
ResRoofArea | SFm | 2015 | CZ08 | 1466.8
ResRoofArea | SFm | 2015 | CZ09 | 1485.3
ResRoofArea | SFm | 2015 | CZ10 | 1535.9
ResRoofArea | SFm | 2015 | CZ11 | 1535.9
ResRoofArea | SFm | 2015 | CZ12 | 1535.9
ResRoofArea | SFm | 2015 | CZ13 | 1535.9
ResRoofArea | SFm | 2015 | CZ14 | 1987
ResRoofArea | SFm | 2015 | CZ15 | 1987
ResRoofArea | SFm | 2015 | CZ16 | 1490
ResRoofArea | SFm | 2017 | CZ01 | 1490
ResRoofArea | SFm | 2017 | CZ02 | 1535.9
ResRoofArea | SFm | 2017 | CZ03 | 1490
ResRoofArea | SFm | 2017 | CZ04 | 1490
ResRoofArea | SFm | 2017 | CZ05 | 1490
ResRoofArea | SFm | 2017 | CZ06 | 1466.8
ResRoofArea | SFm | 2017 | CZ07 | 1466.8
ResRoofArea | SFm | 2017 | CZ08 | 1466.8
ResRoofArea | SFm | 2017 | CZ09 | 1485.3
ResRoofArea | SFm | 2017 | CZ10 | 1535.9
ResRoofArea | SFm | 2017 | CZ11 | 1535.9
ResRoofArea | SFm | 2017 | CZ12 | 1535.9
ResRoofArea | SFm | 2017 | CZ13 | 1535.9
ResRoofArea | SFm | 2017 | CZ14 | 1987
ResRoofArea | SFm | 2017 | CZ15 | 1987
ResRoofArea | SFm | 2017 | CZ16 | 1490
ResRoofArea | SFm | 2020 | CZ01 | 1490
ResRoofArea | SFm | 2020 | CZ02 | 1535.9
ResRoofArea | SFm | 2020 | CZ03 | 1490
ResRoofArea | SFm | 2020 | CZ04 | 1490
ResRoofArea | SFm | 2020 | CZ05 | 1490
ResRoofArea | SFm | 2020 | CZ06 | 1466.8
ResRoofArea | SFm | 2020 | CZ07 | 1466.8
ResRoofArea | SFm | 2020 | CZ08 | 1466.8
ResRoofArea | SFm | 2020 | CZ09 | 1485.3
ResRoofArea | SFm | 2020 | CZ10 | 1535.9
ResRoofArea | SFm | 2020 | CZ11 | 1535.9
ResRoofArea | SFm | 2020 | CZ12 | 1535.9
ResRoofArea | SFm | 2020 | CZ13 | 1535.9
ResRoofArea | SFm | 2020 | CZ14 | 1987
ResRoofArea | SFm | 2020 | CZ15 | 1987
ResRoofArea | SFm | 2020 | CZ16 | 1490
ResCoolCap | MFm | 1975 | CZ01 | 1.07
ResCoolCap | MFm | 1975 | CZ02 | 1.51
ResCoolCap | MFm | 1975 | CZ03 | 1.38
ResCoolCap | MFm | 1975 | CZ04 | 1.33
ResCoolCap | MFm | 1975 | CZ05 | 1.48
ResCoolCap | MFm | 1975 | CZ06 | 1.63
ResCoolCap | MFm | 1975 | CZ07 | 1.36
ResCoolCap | MFm | 1975 | CZ08 | 1.5
ResCoolCap | MFm | 1975 | CZ09 | 1.87
ResCoolCap | MFm | 1975 | CZ10 | 1.99
ResCoolCap | MFm | 1975 | CZ11 | 1.9
ResCoolCap | MFm | 1975 | CZ12 | 1.78
ResCoolCap | MFm | 1975 | CZ13 | 1.79
ResCoolCap | MFm | 1975 | CZ14 | 2.31
ResCoolCap | MFm | 1975 | CZ15 | 2.44
ResCoolCap | MFm | 1975 | CZ16 | 1.39
ResCoolCap | MFm | 1985 | CZ01 | 1.26
ResCoolCap | MFm | 1985 | CZ02 | 1.69
ResCoolCap | MFm | 1985 | CZ03 | 1.57
ResCoolCap | MFm | 1985 | CZ04 | 1.51
ResCoolCap | MFm | 1985 | CZ05 | 1.66
ResCoolCap | MFm | 1985 | CZ06 | 1.6
ResCoolCap | MFm | 1985 | CZ07 | 1.38
ResCoolCap | MFm | 1985 | CZ08 | 1.48
ResCoolCap | MFm | 1985 | CZ09 | 1.99
ResCoolCap | MFm | 1985 | CZ10 | 2.1
ResCoolCap | MFm | 1985 | CZ11 | 1.83
ResCoolCap | MFm | 1985 | CZ12 | 1.73
ResCoolCap | MFm | 1985 | CZ13 | 1.74
ResCoolCap | MFm | 1985 | CZ14 | 2.49
ResCoolCap | MFm | 1985 | CZ15 | 2.61
ResCoolCap | MFm | 1985 | CZ16 | 1.57
ResCoolCap | MFm | 1996 | CZ01 | 1
ResCoolCap | MFm | 1996 | CZ02 | 1.06
ResCoolCap | MFm | 1996 | CZ03 | 1
ResCoolCap | MFm | 1996 | CZ04 | 1
ResCoolCap | MFm | 1996 | CZ05 | 1.04
ResCoolCap | MFm | 1996 | CZ06 | 1.26
ResCoolCap | MFm | 1996 | CZ07 | 1.09
ResCoolCap | MFm | 1996 | CZ08 | 1.17
ResCoolCap | MFm | 1996 | CZ09 | 1.08
ResCoolCap | MFm | 1996 | CZ10 | 1.15
ResCoolCap | MFm | 1996 | CZ11 | 1.11
ResCoolCap | MFm | 1996 | CZ12 | 1.05
ResCoolCap | MFm | 1996 | CZ13 | 1.06
ResCoolCap | MFm | 1996 | CZ14 | 1.12
ResCoolCap | MFm | 1996 | CZ15 | 1.23
ResCoolCap | MFm | 1996 | CZ16 | 1
ResCoolCap | MFm | 2003 | CZ01 | 1
ResCoolCap | MFm | 2003 | CZ02 | 1
ResCoolCap | MFm | 2003 | CZ03 | 1
ResCoolCap | MFm | 2003 | CZ04 | 1
ResCoolCap | MFm | 2003 | CZ05 | 1.04
ResCoolCap | MFm | 2003 | CZ06 | 1.28
ResCoolCap | MFm | 2003 | CZ07 | 1.11
ResCoolCap | MFm | 2003 | CZ08 | 1.19
ResCoolCap | MFm | 2003 | CZ09 | 1
ResCoolCap | MFm | 2003 | CZ10 | 1
ResCoolCap | MFm | 2003 | CZ11 | 1
ResCoolCap | MFm | 2003 | CZ12 | 1
ResCoolCap | MFm | 2003 | CZ13 | 1
ResCoolCap | MFm | 2003 | CZ14 | 1.07
ResCoolCap | MFm | 2003 | CZ15 | 1.18
ResCoolCap | MFm | 2003 | CZ16 | 1
ResCoolCap | MFm | 2007 | CZ01 | 1
ResCoolCap | MFm | 2007 | CZ02 | 1
ResCoolCap | MFm | 2007 | CZ03 | 1
ResCoolCap | MFm | 2007 | CZ04 | 1
ResCoolCap | MFm | 2007 | CZ05 | 1.04
ResCoolCap | MFm | 2007 | CZ06 | 1.28
ResCoolCap | MFm | 2007 | CZ07 | 1.11
ResCoolCap | MFm | 2007 | CZ08 | 1.19
ResCoolCap | MFm | 2007 | CZ09 | 1
ResCoolCap | MFm | 2007 | CZ10 | 1
ResCoolCap | MFm | 2007 | CZ11 | 1
ResCoolCap | MFm | 2007 | CZ12 | 1
ResCoolCap | MFm | 2007 | CZ13 | 1
ResCoolCap | MFm | 2007 | CZ14 | 1.07
ResCoolCap | MFm | 2007 | CZ15 | 1.15
ResCoolCap | MFm | 2007 | CZ16 | 1
ResCoolCap | MFm | 2011 | CZ01 | 1
ResCoolCap | MFm | 2011 | CZ02 | 1
ResCoolCap | MFm | 2011 | CZ03 | 1
ResCoolCap | MFm | 2011 | CZ04 | 1
ResCoolCap | MFm | 2011 | CZ05 | 1.04
ResCoolCap | MFm | 2011 | CZ06 | 1.28
ResCoolCap | MFm | 2011 | CZ07 | 1.11
ResCoolCap | MFm | 2011 | CZ08 | 1.19
ResCoolCap | MFm | 2011 | CZ09 | 1
ResCoolCap | MFm | 2011 | CZ10 | 1
ResCoolCap | MFm | 2011 | CZ11 | 1
ResCoolCap | MFm | 2011 | CZ12 | 1
ResCoolCap | MFm | 2011 | CZ13 | 1
ResCoolCap | MFm | 2011 | CZ14 | 1.07
ResCoolCap | MFm | 2011 | CZ15 | 1.15
ResCoolCap | MFm | 2011 | CZ16 | 1
ResCoolCap | MFm | 2014 | CZ01 | 1
ResCoolCap | MFm | 2014 | CZ02 | 1
ResCoolCap | MFm | 2014 | CZ03 | 1
ResCoolCap | MFm | 2014 | CZ04 | 1
ResCoolCap | MFm | 2014 | CZ05 | 1.04
ResCoolCap | MFm | 2014 | CZ06 | 1.28
ResCoolCap | MFm | 2014 | CZ07 | 1.11
ResCoolCap | MFm | 2014 | CZ08 | 1.19
ResCoolCap | MFm | 2014 | CZ09 | 1
ResCoolCap | MFm | 2014 | CZ10 | 1
ResCoolCap | MFm | 2014 | CZ11 | 1
ResCoolCap | MFm | 2014 | CZ12 | 1
ResCoolCap | MFm | 2014 | CZ13 | 1
ResCoolCap | MFm | 2014 | CZ14 | 1.07
ResCoolCap | MFm | 2014 | CZ15 | 1.15
ResCoolCap | MFm | 2014 | CZ16 | 1
ResCoolCap | MFm | 2015 | CZ01 | 1
ResCoolCap | MFm | 2015 | CZ02 | 1
ResCoolCap | MFm | 2015 | CZ03 | 1
ResCoolCap | MFm | 2015 | CZ04 | 1
ResCoolCap | MFm | 2015 | CZ05 | 1.04
ResCoolCap | MFm | 2015 | CZ06 | 1.28
ResCoolCap | MFm | 2015 | CZ07 | 1.11
ResCoolCap | MFm | 2015 | CZ08 | 1.19
ResCoolCap | MFm | 2015 | CZ09 | 1
ResCoolCap | MFm | 2015 | CZ10 | 1
ResCoolCap | MFm | 2015 | CZ11 | 1
ResCoolCap | MFm | 2015 | CZ12 | 1
ResCoolCap | MFm | 2015 | CZ13 | 1
ResCoolCap | MFm | 2015 | CZ14 | 1.07
ResCoolCap | MFm | 2015 | CZ15 | 1.15
ResCoolCap | MFm | 2015 | CZ16 | 1
ResCoolCap | MFm | 2017 | CZ01 | 1
ResCoolCap | MFm | 2017 | CZ02 | 1
ResCoolCap | MFm | 2017 | CZ03 | 1
ResCoolCap | MFm | 2017 | CZ04 | 1
ResCoolCap | MFm | 2017 | CZ05 | 1.04
ResCoolCap | MFm | 2017 | CZ06 | 1.28
ResCoolCap | MFm | 2017 | CZ07 | 1.11
ResCoolCap | MFm | 2017 | CZ08 | 1.19
ResCoolCap | MFm | 2017 | CZ09 | 1
ResCoolCap | MFm | 2017 | CZ10 | 1
ResCoolCap | MFm | 2017 | CZ11 | 1
ResCoolCap | MFm | 2017 | CZ12 | 1
ResCoolCap | MFm | 2017 | CZ13 | 1
ResCoolCap | MFm | 2017 | CZ14 | 1.07
ResCoolCap | MFm | 2017 | CZ15 | 1.15
ResCoolCap | MFm | 2017 | CZ16 | 1
ResCoolCap | MFm | 2020 | CZ01 | 1
ResCoolCap | MFm | 2020 | CZ02 | 1
ResCoolCap | MFm | 2020 | CZ03 | 1
ResCoolCap | MFm | 2020 | CZ04 | 1
ResCoolCap | MFm | 2020 | CZ05 | 1.04
ResCoolCap | MFm | 2020 | CZ06 | 1.28
ResCoolCap | MFm | 2020 | CZ07 | 1.11
ResCoolCap | MFm | 2020 | CZ08 | 1.19
ResCoolCap | MFm | 2020 | CZ09 | 1
ResCoolCap | MFm | 2020 | CZ10 | 1
ResCoolCap | MFm | 2020 | CZ11 | 1
ResCoolCap | MFm | 2020 | CZ12 | 1
ResCoolCap | MFm | 2020 | CZ13 | 1
ResCoolCap | MFm | 2020 | CZ14 | 1.07
ResCoolCap | MFm | 2020 | CZ15 | 1.15
ResCoolCap | MFm | 2020 | CZ16 | 1
ResHeatCap | MFm | 1975 | CZ01 | 20.06
ResHeatCap | MFm | 1975 | CZ02 | 28.34
ResHeatCap | MFm | 1975 | CZ03 | 25.77
ResHeatCap | MFm | 1975 | CZ04 | 24.81
ResHeatCap | MFm | 1975 | CZ05 | 27.64
ResHeatCap | MFm | 1975 | CZ06 | 30.5
ResHeatCap | MFm | 1975 | CZ07 | 25.53
ResHeatCap | MFm | 1975 | CZ08 | 28.03
ResHeatCap | MFm | 1975 | CZ09 | 34.9
ResHeatCap | MFm | 1975 | CZ10 | 37.23
ResHeatCap | MFm | 1975 | CZ11 | 35.48
ResHeatCap | MFm | 1975 | CZ12 | 33.34
ResHeatCap | MFm | 1975 | CZ13 | 33.43
ResHeatCap | MFm | 1975 | CZ14 | 43.22
ResHeatCap | MFm | 1975 | CZ15 | 45.65
ResHeatCap | MFm | 1975 | CZ16 | 25.93
ResHeatCap | MFm | 1985 | CZ01 | 23.49
ResHeatCap | MFm | 1985 | CZ02 | 31.67
ResHeatCap | MFm | 1985 | CZ03 | 29.35
ResHeatCap | MFm | 1985 | CZ04 | 28.34
ResHeatCap | MFm | 1985 | CZ05 | 31
ResHeatCap | MFm | 1985 | CZ06 | 29.97
ResHeatCap | MFm | 1985 | CZ07 | 25.67
ResHeatCap | MFm | 1985 | CZ08 | 27.76
ResHeatCap | MFm | 1985 | CZ09 | 37.22
ResHeatCap | MFm | 1985 | CZ10 | 39.38
ResHeatCap | MFm | 1985 | CZ11 | 34.21
ResHeatCap | MFm | 1985 | CZ12 | 32.46
ResHeatCap | MFm | 1985 | CZ13 | 32.5
ResHeatCap | MFm | 1985 | CZ14 | 46.53
ResHeatCap | MFm | 1985 | CZ15 | 48.8
ResHeatCap | MFm | 1985 | CZ16 | 29.37
ResHeatCap | MFm | 1996 | CZ01 | 14.75
ResHeatCap | MFm | 1996 | CZ02 | 19.77
ResHeatCap | MFm | 1996 | CZ03 | 18.39
ResHeatCap | MFm | 1996 | CZ04 | 17.79
ResHeatCap | MFm | 1996 | CZ05 | 19.37
ResHeatCap | MFm | 1996 | CZ06 | 23.52
ResHeatCap | MFm | 1996 | CZ07 | 20.41
ResHeatCap | MFm | 1996 | CZ08 | 21.86
ResHeatCap | MFm | 1996 | CZ09 | 20.23
ResHeatCap | MFm | 1996 | CZ10 | 21.49
ResHeatCap | MFm | 1996 | CZ11 | 20.78
ResHeatCap | MFm | 1996 | CZ12 | 19.66
ResHeatCap | MFm | 1996 | CZ13 | 19.74
ResHeatCap | MFm | 1996 | CZ14 | 20.96
ResHeatCap | MFm | 1996 | CZ15 | 22.36
ResHeatCap | MFm | 1996 | CZ16 | 18.34
ResHeatCap | MFm | 2003 | CZ01 | 14.87
ResHeatCap | MFm | 2003 | CZ02 | 15.98
ResHeatCap | MFm | 2003 | CZ03 | 18.54
ResHeatCap | MFm | 2003 | CZ04 | 17.94
ResHeatCap | MFm | 2003 | CZ05 | 19.54
ResHeatCap | MFm | 2003 | CZ06 | 23.92
ResHeatCap | MFm | 2003 | CZ07 | 20.75
ResHeatCap | MFm | 2003 | CZ08 | 22.24
ResHeatCap | MFm | 2003 | CZ09 | 18.04
ResHeatCap | MFm | 2003 | CZ10 | 18.02
ResHeatCap | MFm | 2003 | CZ11 | 18.59
ResHeatCap | MFm | 2003 | CZ12 | 17.57
ResHeatCap | MFm | 2003 | CZ13 | 17.65
ResHeatCap | MFm | 2003 | CZ14 | 19.95
ResHeatCap | MFm | 2003 | CZ15 | 21.44
ResHeatCap | MFm | 2003 | CZ16 | 18.5
ResHeatCap | MFm | 2007 | CZ01 | 14.87
ResHeatCap | MFm | 2007 | CZ02 | 15.98
ResHeatCap | MFm | 2007 | CZ03 | 18.54
ResHeatCap | MFm | 2007 | CZ04 | 17.94
ResHeatCap | MFm | 2007 | CZ05 | 19.55
ResHeatCap | MFm | 2007 | CZ06 | 23.93
ResHeatCap | MFm | 2007 | CZ07 | 20.76
ResHeatCap | MFm | 2007 | CZ08 | 22.24
ResHeatCap | MFm | 2007 | CZ09 | 18.04
ResHeatCap | MFm | 2007 | CZ10 | 18.02
ResHeatCap | MFm | 2007 | CZ11 | 18.59
ResHeatCap | MFm | 2007 | CZ12 | 17.57
ResHeatCap | MFm | 2007 | CZ13 | 17.65
ResHeatCap | MFm | 2007 | CZ14 | 19.95
ResHeatCap | MFm | 2007 | CZ15 | 21.44
ResHeatCap | MFm | 2007 | CZ16 | 18.5
ResHeatCap | MFm | 2011 | CZ01 | 14.87
ResHeatCap | MFm | 2011 | CZ02 | 15.98
ResHeatCap | MFm | 2011 | CZ03 | 18.54
ResHeatCap | MFm | 2011 | CZ04 | 17.94
ResHeatCap | MFm | 2011 | CZ05 | 19.55
ResHeatCap | MFm | 2011 | CZ06 | 23.93
ResHeatCap | MFm | 2011 | CZ07 | 20.76
ResHeatCap | MFm | 2011 | CZ08 | 22.24
ResHeatCap | MFm | 2011 | CZ09 | 18.04
ResHeatCap | MFm | 2011 | CZ10 | 18.02
ResHeatCap | MFm | 2011 | CZ11 | 18.59
ResHeatCap | MFm | 2011 | CZ12 | 17.57
ResHeatCap | MFm | 2011 | CZ13 | 17.65
ResHeatCap | MFm | 2011 | CZ14 | 19.95
ResHeatCap | MFm | 2011 | CZ15 | 21.44
ResHeatCap | MFm | 2011 | CZ16 | 18.5
ResHeatCap | MFm | 2014 | CZ01 | 14.87
ResHeatCap | MFm | 2014 | CZ02 | 15.98
ResHeatCap | MFm | 2014 | CZ03 | 18.54
ResHeatCap | MFm | 2014 | CZ04 | 17.94
ResHeatCap | MFm | 2014 | CZ05 | 19.55
ResHeatCap | MFm | 2014 | CZ06 | 23.93
ResHeatCap | MFm | 2014 | CZ07 | 20.76
ResHeatCap | MFm | 2014 | CZ08 | 22.24
ResHeatCap | MFm | 2014 | CZ09 | 18.04
ResHeatCap | MFm | 2014 | CZ10 | 18.02
ResHeatCap | MFm | 2014 | CZ11 | 18.59
ResHeatCap | MFm | 2014 | CZ12 | 17.57
ResHeatCap | MFm | 2014 | CZ13 | 17.65
ResHeatCap | MFm | 2014 | CZ14 | 19.95
ResHeatCap | MFm | 2014 | CZ15 | 21.44
ResHeatCap | MFm | 2014 | CZ16 | 18.5
ResHeatCap | MFm | 2015 | CZ01 | 14.87
ResHeatCap | MFm | 2015 | CZ02 | 15.98
ResHeatCap | MFm | 2015 | CZ03 | 18.54
ResHeatCap | MFm | 2015 | CZ04 | 17.94
ResHeatCap | MFm | 2015 | CZ05 | 19.55
ResHeatCap | MFm | 2015 | CZ06 | 23.93
ResHeatCap | MFm | 2015 | CZ07 | 20.76
ResHeatCap | MFm | 2015 | CZ08 | 22.24
ResHeatCap | MFm | 2015 | CZ09 | 18.04
ResHeatCap | MFm | 2015 | CZ10 | 18.02
ResHeatCap | MFm | 2015 | CZ11 | 18.59
ResHeatCap | MFm | 2015 | CZ12 | 17.57
ResHeatCap | MFm | 2015 | CZ13 | 17.65
ResHeatCap | MFm | 2015 | CZ14 | 19.95
ResHeatCap | MFm | 2015 | CZ15 | 21.44
ResHeatCap | MFm | 2015 | CZ16 | 18.5
ResHeatCap | MFm | 2017 | CZ01 | 14.87
ResHeatCap | MFm | 2017 | CZ02 | 15.98
ResHeatCap | MFm | 2017 | CZ03 | 18.54
ResHeatCap | MFm | 2017 | CZ04 | 17.94
ResHeatCap | MFm | 2017 | CZ05 | 19.55
ResHeatCap | MFm | 2017 | CZ06 | 23.93
ResHeatCap | MFm | 2017 | CZ07 | 20.76
ResHeatCap | MFm | 2017 | CZ08 | 22.24
ResHeatCap | MFm | 2017 | CZ09 | 18.04
ResHeatCap | MFm | 2017 | CZ10 | 18.02
ResHeatCap | MFm | 2017 | CZ11 | 18.59
ResHeatCap | MFm | 2017 | CZ12 | 17.57
ResHeatCap | MFm | 2017 | CZ13 | 17.65
ResHeatCap | MFm | 2017 | CZ14 | 19.95
ResHeatCap | MFm | 2017 | CZ15 | 21.44
ResHeatCap | MFm | 2017 | CZ16 | 18.5
ResHeatCap | MFm | 2020 | CZ01 | 14.87
ResHeatCap | MFm | 2020 | CZ02 | 15.98
ResHeatCap | MFm | 2020 | CZ03 | 18.54
ResHeatCap | MFm | 2020 | CZ04 | 17.94
ResHeatCap | MFm | 2020 | CZ05 | 19.55
ResHeatCap | MFm | 2020 | CZ06 | 23.93
ResHeatCap | MFm | 2020 | CZ07 | 20.76
ResHeatCap | MFm | 2020 | CZ08 | 22.24
ResHeatCap | MFm | 2020 | CZ09 | 18.04
ResHeatCap | MFm | 2020 | CZ10 | 18.02
ResHeatCap | MFm | 2020 | CZ11 | 18.59
ResHeatCap | MFm | 2020 | CZ12 | 17.57
ResHeatCap | MFm | 2020 | CZ13 | 17.65
ResHeatCap | MFm | 2020 | CZ14 | 19.95
ResHeatCap | MFm | 2020 | CZ15 | 21.44
ResHeatCap | MFm | 2020 | CZ16 | 18.5
ResWallArea | MFm | 1975 | CZ01 | 453.2
ResWallArea | MFm | 1975 | CZ02 | 453.2
ResWallArea | MFm | 1975 | CZ03 | 453.2
ResWallArea | MFm | 1975 | CZ04 | 453.2
ResWallArea | MFm | 1975 | CZ05 | 453.2
ResWallArea | MFm | 1975 | CZ06 | 448.4
ResWallArea | MFm | 1975 | CZ07 | 448.4
ResWallArea | MFm | 1975 | CZ08 | 448.4
ResWallArea | MFm | 1975 | CZ09 | 483.6
ResWallArea | MFm | 1975 | CZ10 | 483.6
ResWallArea | MFm | 1975 | CZ11 | 459.3
ResWallArea | MFm | 1975 | CZ12 | 459.3
ResWallArea | MFm | 1975 | CZ13 | 459.3
ResWallArea | MFm | 1975 | CZ14 | 520.7
ResWallArea | MFm | 1975 | CZ15 | 520.7
ResWallArea | MFm | 1975 | CZ16 | 453.2
ResWallArea | MFm | 1985 | CZ01 | 470.4
ResWallArea | MFm | 1985 | CZ02 | 470.4
ResWallArea | MFm | 1985 | CZ03 | 470.4
ResWallArea | MFm | 1985 | CZ04 | 470.4
ResWallArea | MFm | 1985 | CZ05 | 470.4
ResWallArea | MFm | 1985 | CZ06 | 499
ResWallArea | MFm | 1985 | CZ07 | 499
ResWallArea | MFm | 1985 | CZ08 | 499
ResWallArea | MFm | 1985 | CZ09 | 526.2
ResWallArea | MFm | 1985 | CZ10 | 526.2
ResWallArea | MFm | 1985 | CZ11 | 470
ResWallArea | MFm | 1985 | CZ12 | 470
ResWallArea | MFm | 1985 | CZ13 | 470
ResWallArea | MFm | 1985 | CZ14 | 520.3
ResWallArea | MFm | 1985 | CZ15 | 520.3
ResWallArea | MFm | 1985 | CZ16 | 470.4
ResWallArea | MFm | 1996 | CZ01 | 433.9
ResWallArea | MFm | 1996 | CZ02 | 433.9
ResWallArea | MFm | 1996 | CZ03 | 433.9
ResWallArea | MFm | 1996 | CZ04 | 433.9
ResWallArea | MFm | 1996 | CZ05 | 433.9
ResWallArea | MFm | 1996 | CZ06 | 473.9
ResWallArea | MFm | 1996 | CZ07 | 473.9
ResWallArea | MFm | 1996 | CZ08 | 473.9
ResWallArea | MFm | 1996 | CZ09 | 458.2
ResWallArea | MFm | 1996 | CZ10 | 458.2
ResWallArea | MFm | 1996 | CZ11 | 445
ResWallArea | MFm | 1996 | CZ12 | 445
ResWallArea | MFm | 1996 | CZ13 | 445
ResWallArea | MFm | 1996 | CZ14 | 456.6
ResWallArea | MFm | 1996 | CZ15 | 456.6
ResWallArea | MFm | 1996 | CZ16 | 433.9
ResWallArea | MFm | 2003 | CZ01 | 437.7
ResWallArea | MFm | 2003 | CZ02 | 453.9
ResWallArea | MFm | 2003 | CZ03 | 437.7
ResWallArea | MFm | 2003 | CZ04 | 437.7
ResWallArea | MFm | 2003 | CZ05 | 437.7
ResWallArea | MFm | 2003 | CZ06 | 481.4
ResWallArea | MFm | 2003 | CZ07 | 481.4
ResWallArea | MFm | 2003 | CZ08 | 481.4
ResWallArea | MFm | 2003 | CZ09 | 465.1
ResWallArea | MFm | 2003 | CZ10 | 453.9
ResWallArea | MFm | 2003 | CZ11 | 453.9
ResWallArea | MFm | 2003 | CZ12 | 453.9
ResWallArea | MFm | 2003 | CZ13 | 453.9
ResWallArea | MFm | 2003 | CZ14 | 458.4
ResWallArea | MFm | 2003 | CZ15 | 458.4
ResWallArea | MFm | 2003 | CZ16 | 437.7
ResWallArea | MFm | 2007 | CZ01 | 437.7
ResWallArea | MFm | 2007 | CZ02 | 453.9
ResWallArea | MFm | 2007 | CZ03 | 437.7
ResWallArea | MFm | 2007 | CZ04 | 437.7
ResWallArea | MFm | 2007 | CZ05 | 437.7
ResWallArea | MFm | 2007 | CZ06 | 481.4
ResWallArea | MFm | 2007 | CZ07 | 481.4
ResWallArea | MFm | 2007 | CZ08 | 481.4
ResWallArea | MFm | 2007 | CZ09 | 465.1
ResWallArea | MFm | 2007 | CZ10 | 453.9
ResWallArea | MFm | 2007 | CZ11 | 453.9
ResWallArea | MFm | 2007 | CZ12 | 453.9
ResWallArea | MFm | 2007 | CZ13 | 453.9
ResWallArea | MFm | 2007 | CZ14 | 458.4
ResWallArea | MFm | 2007 | CZ15 | 458.4
ResWallArea | MFm | 2007 | CZ16 | 437.7
ResWallArea | MFm | 2011 | CZ01 | 437.7
ResWallArea | MFm | 2011 | CZ02 | 453.9
ResWallArea | MFm | 2011 | CZ03 | 437.7
ResWallArea | MFm | 2011 | CZ04 | 437.7
ResWallArea | MFm | 2011 | CZ05 | 437.7
ResWallArea | MFm | 2011 | CZ06 | 481.4
ResWallArea | MFm | 2011 | CZ07 | 481.4
ResWallArea | MFm | 2011 | CZ08 | 481.4
ResWallArea | MFm | 2011 | CZ09 | 465.1
ResWallArea | MFm | 2011 | CZ10 | 453.9
ResWallArea | MFm | 2011 | CZ11 | 453.9
ResWallArea | MFm | 2011 | CZ12 | 453.9
ResWallArea | MFm | 2011 | CZ13 | 453.9
ResWallArea | MFm | 2011 | CZ14 | 458.4
ResWallArea | MFm | 2011 | CZ15 | 458.4
ResWallArea | MFm | 2011 | CZ16 | 437.7
ResWallArea | MFm | 2014 | CZ01 | 437.7
ResWallArea | MFm | 2014 | CZ02 | 453.9
ResWallArea | MFm | 2014 | CZ03 | 437.7
ResWallArea | MFm | 2014 | CZ04 | 437.7
ResWallArea | MFm | 2014 | CZ05 | 437.7
ResWallArea | MFm | 2014 | CZ06 | 481.4
ResWallArea | MFm | 2014 | CZ07 | 481.4
ResWallArea | MFm | 2014 | CZ08 | 481.4
ResWallArea | MFm | 2014 | CZ09 | 465.1
ResWallArea | MFm | 2014 | CZ10 | 453.9
ResWallArea | MFm | 2014 | CZ11 | 453.9
ResWallArea | MFm | 2014 | CZ12 | 453.9
ResWallArea | MFm | 2014 | CZ13 | 453.9
ResWallArea | MFm | 2014 | CZ14 | 458.4
ResWallArea | MFm | 2014 | CZ15 | 458.4
ResWallArea | MFm | 2014 | CZ16 | 437.7
ResWallArea | MFm | 2015 | CZ01 | 437.7
ResWallArea | MFm | 2015 | CZ02 | 453.9
ResWallArea | MFm | 2015 | CZ03 | 437.7
ResWallArea | MFm | 2015 | CZ04 | 437.7
ResWallArea | MFm | 2015 | CZ05 | 437.7
ResWallArea | MFm | 2015 | CZ06 | 481.4
ResWallArea | MFm | 2015 | CZ07 | 481.4
ResWallArea | MFm | 2015 | CZ08 | 481.4
ResWallArea | MFm | 2015 | CZ09 | 465.1
ResWallArea | MFm | 2015 | CZ10 | 453.9
ResWallArea | MFm | 2015 | CZ11 | 453.9
ResWallArea | MFm | 2015 | CZ12 | 453.9
ResWallArea | MFm | 2015 | CZ13 | 453.9
ResWallArea | MFm | 2015 | CZ14 | 458.4
ResWallArea | MFm | 2015 | CZ15 | 458.4
ResWallArea | MFm | 2015 | CZ16 | 437.7
ResWallArea | MFm | 2017 | CZ01 | 437.7
ResWallArea | MFm | 2017 | CZ02 | 453.9
ResWallArea | MFm | 2017 | CZ03 | 437.7
ResWallArea | MFm | 2017 | CZ04 | 437.7
ResWallArea | MFm | 2017 | CZ05 | 437.7
ResWallArea | MFm | 2017 | CZ06 | 481.4
ResWallArea | MFm | 2017 | CZ07 | 481.4
ResWallArea | MFm | 2017 | CZ08 | 481.4
ResWallArea | MFm | 2017 | CZ09 | 465.1
ResWallArea | MFm | 2017 | CZ10 | 453.9
ResWallArea | MFm | 2017 | CZ11 | 453.9
ResWallArea | MFm | 2017 | CZ12 | 453.9
ResWallArea | MFm | 2017 | CZ13 | 453.9
ResWallArea | MFm | 2017 | CZ14 | 458.4
ResWallArea | MFm | 2017 | CZ15 | 458.4
ResWallArea | MFm | 2017 | CZ16 | 437.7
ResWallArea | MFm | 2020 | CZ01 | 437.7
ResWallArea | MFm | 2020 | CZ02 | 453.9
ResWallArea | MFm | 2020 | CZ03 | 437.7
ResWallArea | MFm | 2020 | CZ04 | 437.7
ResWallArea | MFm | 2020 | CZ05 | 437.7
ResWallArea | MFm | 2020 | CZ06 | 481.4
ResWallArea | MFm | 2020 | CZ07 | 481.4
ResWallArea | MFm | 2020 | CZ08 | 481.4
ResWallArea | MFm | 2020 | CZ09 | 465.1
ResWallArea | MFm | 2020 | CZ10 | 453.9
ResWallArea | MFm | 2020 | CZ11 | 453.9
ResWallArea | MFm | 2020 | CZ12 | 453.9
ResWallArea | MFm | 2020 | CZ13 | 453.9
ResWallArea | MFm | 2020 | CZ14 | 458.4
ResWallArea | MFm | 2020 | CZ15 | 458.4
ResWallArea | MFm | 2020 | CZ16 | 437.7
ResWinArea | MFm | 1975 | CZ01 | 124.1
ResWinArea | MFm | 1975 | CZ02 | 124.1
ResWinArea | MFm | 1975 | CZ03 | 124.1
ResWinArea | MFm | 1975 | CZ04 | 124.1
ResWinArea | MFm | 1975 | CZ05 | 124.1
ResWinArea | MFm | 1975 | CZ06 | 138
ResWinArea | MFm | 1975 | CZ07 | 138
ResWinArea | MFm | 1975 | CZ08 | 138
ResWinArea | MFm | 1975 | CZ09 | 162.8
ResWinArea | MFm | 1975 | CZ10 | 162.8
ResWinArea | MFm | 1975 | CZ11 | 146
ResWinArea | MFm | 1975 | CZ12 | 146
ResWinArea | MFm | 1975 | CZ13 | 146
ResWinArea | MFm | 1975 | CZ14 | 153.3
ResWinArea | MFm | 1975 | CZ15 | 153.3
ResWinArea | MFm | 1975 | CZ16 | 124.1
ResWinArea | MFm | 1985 | CZ01 | 188.4
ResWinArea | MFm | 1985 | CZ02 | 188.4
ResWinArea | MFm | 1985 | CZ03 | 188.4
ResWinArea | MFm | 1985 | CZ04 | 188.4
ResWinArea | MFm | 1985 | CZ05 | 188.4
ResWinArea | MFm | 1985 | CZ06 | 142.6
ResWinArea | MFm | 1985 | CZ07 | 142.6
ResWinArea | MFm | 1985 | CZ08 | 142.6
ResWinArea | MFm | 1985 | CZ09 | 196.8
ResWinArea | MFm | 1985 | CZ10 | 196.8
ResWinArea | MFm | 1985 | CZ11 | 172.7
ResWinArea | MFm | 1985 | CZ12 | 172.7
ResWinArea | MFm | 1985 | CZ13 | 172.7
ResWinArea | MFm | 1985 | CZ14 | 227.7
ResWinArea | MFm | 1985 | CZ15 | 227.7
ResWinArea | MFm | 1985 | CZ16 | 188.4
ResWinArea | MFm | 1996 | CZ01 | 117.5
ResWinArea | MFm | 1996 | CZ02 | 117.5
ResWinArea | MFm | 1996 | CZ03 | 117.5
ResWinArea | MFm | 1996 | CZ04 | 117.5
ResWinArea | MFm | 1996 | CZ05 | 117.5
ResWinArea | MFm | 1996 | CZ06 | 129
ResWinArea | MFm | 1996 | CZ07 | 129
ResWinArea | MFm | 1996 | CZ08 | 129
ResWinArea | MFm | 1996 | CZ09 | 124.5
ResWinArea | MFm | 1996 | CZ10 | 124.5
ResWinArea | MFm | 1996 | CZ11 | 120.7
ResWinArea | MFm | 1996 | CZ12 | 120.7
ResWinArea | MFm | 1996 | CZ13 | 120.7
ResWinArea | MFm | 1996 | CZ14 | 124.1
ResWinArea | MFm | 1996 | CZ15 | 124.1
ResWinArea | MFm | 1996 | CZ16 | 117.5
ResWinArea | MFm | 2003 | CZ01 | 118.7
ResWinArea | MFm | 2003 | CZ02 | 123.3
ResWinArea | MFm | 2003 | CZ03 | 118.7
ResWinArea | MFm | 2003 | CZ04 | 118.7
ResWinArea | MFm | 2003 | CZ05 | 118.7
ResWinArea | MFm | 2003 | CZ06 | 131.1
ResWinArea | MFm | 2003 | CZ07 | 131.1
ResWinArea | MFm | 2003 | CZ08 | 131.1
ResWinArea | MFm | 2003 | CZ09 | 126.5
ResWinArea | MFm | 2003 | CZ10 | 123.3
ResWinArea | MFm | 2003 | CZ11 | 123.3
ResWinArea | MFm | 2003 | CZ12 | 123.3
ResWinArea | MFm | 2003 | CZ13 | 123.3
ResWinArea | MFm | 2003 | CZ14 | 124.6
ResWinArea | MFm | 2003 | CZ15 | 124.6
ResWinArea | MFm | 2003 | CZ16 | 118.7
ResWinArea | MFm | 2007 | CZ01 | 118.7
ResWinArea | MFm | 2007 | CZ02 | 123.3
ResWinArea | MFm | 2007 | CZ03 | 118.7
ResWinArea | MFm | 2007 | CZ04 | 118.7
ResWinArea | MFm | 2007 | CZ05 | 118.7
ResWinArea | MFm | 2007 | CZ06 | 131.1
ResWinArea | MFm | 2007 | CZ07 | 131.1
ResWinArea | MFm | 2007 | CZ08 | 131.1
ResWinArea | MFm | 2007 | CZ09 | 126.5
ResWinArea | MFm | 2007 | CZ10 | 123.3
ResWinArea | MFm | 2007 | CZ11 | 123.3
ResWinArea | MFm | 2007 | CZ12 | 123.3
ResWinArea | MFm | 2007 | CZ13 | 123.3
ResWinArea | MFm | 2007 | CZ14 | 124.6
ResWinArea | MFm | 2007 | CZ15 | 124.6
ResWinArea | MFm | 2007 | CZ16 | 118.7
ResWinArea | MFm | 2011 | CZ01 | 118.7
ResWinArea | MFm | 2011 | CZ02 | 123.3
ResWinArea | MFm | 2011 | CZ03 | 118.7
ResWinArea | MFm | 2011 | CZ04 | 118.7
ResWinArea | MFm | 2011 | CZ05 | 118.7
ResWinArea | MFm | 2011 | CZ06 | 131.1
ResWinArea | MFm | 2011 | CZ07 | 131.1
ResWinArea | MFm | 2011 | CZ08 | 131.1
ResWinArea | MFm | 2011 | CZ09 | 126.5
ResWinArea | MFm | 2011 | CZ10 | 123.3
ResWinArea | MFm | 2011 | CZ11 | 123.3
ResWinArea | MFm | 2011 | CZ12 | 123.3
ResWinArea | MFm | 2011 | CZ13 | 123.3
ResWinArea | MFm | 2011 | CZ14 | 124.6
ResWinArea | MFm | 2011 | CZ15 | 124.6
ResWinArea | MFm | 2011 | CZ16 | 118.7
ResWinArea | MFm | 2014 | CZ01 | 118.7
ResWinArea | MFm | 2014 | CZ02 | 123.3
ResWinArea | MFm | 2014 | CZ03 | 118.7
ResWinArea | MFm | 2014 | CZ04 | 118.7
ResWinArea | MFm | 2014 | CZ05 | 118.7
ResWinArea | MFm | 2014 | CZ06 | 131.1
ResWinArea | MFm | 2014 | CZ07 | 131.1
ResWinArea | MFm | 2014 | CZ08 | 131.1
ResWinArea | MFm | 2014 | CZ09 | 126.5
ResWinArea | MFm | 2014 | CZ10 | 123.3
ResWinArea | MFm | 2014 | CZ11 | 123.3
ResWinArea | MFm | 2014 | CZ12 | 123.3
ResWinArea | MFm | 2014 | CZ13 | 123.3
ResWinArea | MFm | 2014 | CZ14 | 124.6
ResWinArea | MFm | 2014 | CZ15 | 124.6
ResWinArea | MFm | 2014 | CZ16 | 118.7
ResWinArea | MFm | 2015 | CZ01 | 118.7
ResWinArea | MFm | 2015 | CZ02 | 123.3
ResWinArea | MFm | 2015 | CZ03 | 118.7
ResWinArea | MFm | 2015 | CZ04 | 118.7
ResWinArea | MFm | 2015 | CZ05 | 118.7
ResWinArea | MFm | 2015 | CZ06 | 131.1
ResWinArea | MFm | 2015 | CZ07 | 131.1
ResWinArea | MFm | 2015 | CZ08 | 131.1
ResWinArea | MFm | 2015 | CZ09 | 126.5
ResWinArea | MFm | 2015 | CZ10 | 123.3
ResWinArea | MFm | 2015 | CZ11 | 123.3
ResWinArea | MFm | 2015 | CZ12 | 123.3
ResWinArea | MFm | 2015 | CZ13 | 123.3
ResWinArea | MFm | 2015 | CZ14 | 124.6
ResWinArea | MFm | 2015 | CZ15 | 124.6
ResWinArea | MFm | 2015 | CZ16 | 118.7
ResWinArea | MFm | 2017 | CZ01 | 118.7
ResWinArea | MFm | 2017 | CZ02 | 123.3
ResWinArea | MFm | 2017 | CZ03 | 118.7
ResWinArea | MFm | 2017 | CZ04 | 118.7
ResWinArea | MFm | 2017 | CZ05 | 118.7
ResWinArea | MFm | 2017 | CZ06 | 131.1
ResWinArea | MFm | 2017 | CZ07 | 131.1
ResWinArea | MFm | 2017 | CZ08 | 131.1
ResWinArea | MFm | 2017 | CZ09 | 126.5
ResWinArea | MFm | 2017 | CZ10 | 123.3
ResWinArea | MFm | 2017 | CZ11 | 123.3
ResWinArea | MFm | 2017 | CZ12 | 123.3
ResWinArea | MFm | 2017 | CZ13 | 123.3
ResWinArea | MFm | 2017 | CZ14 | 124.6
ResWinArea | MFm | 2017 | CZ15 | 124.6
ResWinArea | MFm | 2017 | CZ16 | 118.7
ResWinArea | MFm | 2020 | CZ01 | 118.7
ResWinArea | MFm | 2020 | CZ02 | 123.3
ResWinArea | MFm | 2020 | CZ03 | 118.7
ResWinArea | MFm | 2020 | CZ04 | 118.7
ResWinArea | MFm | 2020 | CZ05 | 118.7
ResWinArea | MFm | 2020 | CZ06 | 131.1
ResWinArea | MFm | 2020 | CZ07 | 131.1
ResWinArea | MFm | 2020 | CZ08 | 131.1
ResWinArea | MFm | 2020 | CZ09 | 126.5
ResWinArea | MFm | 2020 | CZ10 | 123.3
ResWinArea | MFm | 2020 | CZ11 | 123.3
ResWinArea | MFm | 2020 | CZ12 | 123.3
ResWinArea | MFm | 2020 | CZ13 | 123.3
ResWinArea | MFm | 2020 | CZ14 | 124.6
ResWinArea | MFm | 2020 | CZ15 | 124.6
ResWinArea | MFm | 2020 | CZ16 | 118.7
ResCeilArea | MFm | 1975 | CZ01 | 473.5
ResCeilArea | MFm | 1975 | CZ02 | 473.5
ResCeilArea | MFm | 1975 | CZ03 | 473.5
ResCeilArea | MFm | 1975 | CZ04 | 473.5
ResCeilArea | MFm | 1975 | CZ05 | 473.5
ResCeilArea | MFm | 1975 | CZ06 | 463
ResCeilArea | MFm | 1975 | CZ07 | 463
ResCeilArea | MFm | 1975 | CZ08 | 463
ResCeilArea | MFm | 1975 | CZ09 | 542.5
ResCeilArea | MFm | 1975 | CZ10 | 542.5
ResCeilArea | MFm | 1975 | CZ11 | 487
ResCeilArea | MFm | 1975 | CZ12 | 487
ResCeilArea | MFm | 1975 | CZ13 | 487
ResCeilArea | MFm | 1975 | CZ14 | 633.5
ResCeilArea | MFm | 1975 | CZ15 | 633.5
ResCeilArea | MFm | 1975 | CZ16 | 473.5
ResCeilArea | MFm | 1985 | CZ01 | 512
ResCeilArea | MFm | 1985 | CZ02 | 512
ResCeilArea | MFm | 1985 | CZ03 | 512
ResCeilArea | MFm | 1985 | CZ04 | 512
ResCeilArea | MFm | 1985 | CZ05 | 512
ResCeilArea | MFm | 1985 | CZ06 | 579.5
ResCeilArea | MFm | 1985 | CZ07 | 579.5
ResCeilArea | MFm | 1985 | CZ08 | 579.5
ResCeilArea | MFm | 1985 | CZ09 | 647.5
ResCeilArea | MFm | 1985 | CZ10 | 647.5
ResCeilArea | MFm | 1985 | CZ11 | 511
ResCeilArea | MFm | 1985 | CZ12 | 511
ResCeilArea | MFm | 1985 | CZ13 | 511
ResCeilArea | MFm | 1985 | CZ14 | 632.5
ResCeilArea | MFm | 1985 | CZ15 | 632.5
ResCeilArea | MFm | 1985 | CZ16 | 512
ResCeilArea | MFm | 1996 | CZ01 | 432
ResCeilArea | MFm | 1996 | CZ02 | 432
ResCeilArea | MFm | 1996 | CZ03 | 432
ResCeilArea | MFm | 1996 | CZ04 | 432
ResCeilArea | MFm | 1996 | CZ05 | 432
ResCeilArea | MFm | 1996 | CZ06 | 520
ResCeilArea | MFm | 1996 | CZ07 | 520
ResCeilArea | MFm | 1996 | CZ08 | 520
ResCeilArea | MFm | 1996 | CZ09 | 484.5
ResCeilArea | MFm | 1996 | CZ10 | 484.5
ResCeilArea | MFm | 1996 | CZ11 | 455.5
ResCeilArea | MFm | 1996 | CZ12 | 455.5
ResCeilArea | MFm | 1996 | CZ13 | 455.5
ResCeilArea | MFm | 1996 | CZ14 | 481
ResCeilArea | MFm | 1996 | CZ15 | 481
ResCeilArea | MFm | 1996 | CZ16 | 432
ResCeilArea | MFm | 2003 | CZ01 | 440
ResCeilArea | MFm | 2003 | CZ02 | 475
ResCeilArea | MFm | 2003 | CZ03 | 440
ResCeilArea | MFm | 2003 | CZ04 | 440
ResCeilArea | MFm | 2003 | CZ05 | 440
ResCeilArea | MFm | 2003 | CZ06 | 537.5
ResCeilArea | MFm | 2003 | CZ07 | 537.5
ResCeilArea | MFm | 2003 | CZ08 | 537.5
ResCeilArea | MFm | 2003 | CZ09 | 500
ResCeilArea | MFm | 2003 | CZ10 | 475
ResCeilArea | MFm | 2003 | CZ11 | 475
ResCeilArea | MFm | 2003 | CZ12 | 475
ResCeilArea | MFm | 2003 | CZ13 | 475
ResCeilArea | MFm | 2003 | CZ14 | 485
ResCeilArea | MFm | 2003 | CZ15 | 485
ResCeilArea | MFm | 2003 | CZ16 | 440
ResCeilArea | MFm | 2007 | CZ01 | 440
ResCeilArea | MFm | 2007 | CZ02 | 475
ResCeilArea | MFm | 2007 | CZ03 | 440
ResCeilArea | MFm | 2007 | CZ04 | 440
ResCeilArea | MFm | 2007 | CZ05 | 440
ResCeilArea | MFm | 2007 | CZ06 | 537.5
ResCeilArea | MFm | 2007 | CZ07 | 537.5
ResCeilArea | MFm | 2007 | CZ08 | 537.5
ResCeilArea | MFm | 2007 | CZ09 | 500
ResCeilArea | MFm | 2007 | CZ10 | 475
ResCeilArea | MFm | 2007 | CZ11 | 475
ResCeilArea | MFm | 2007 | CZ12 | 475
ResCeilArea | MFm | 2007 | CZ13 | 475
ResCeilArea | MFm | 2007 | CZ14 | 485
ResCeilArea | MFm | 2007 | CZ15 | 485
ResCeilArea | MFm | 2007 | CZ16 | 440
ResCeilArea | MFm | 2011 | CZ01 | 440
ResCeilArea | MFm | 2011 | CZ02 | 475
ResCeilArea | MFm | 2011 | CZ03 | 440
ResCeilArea | MFm | 2011 | CZ04 | 440
ResCeilArea | MFm | 2011 | CZ05 | 440
ResCeilArea | MFm | 2011 | CZ06 | 537.5
ResCeilArea | MFm | 2011 | CZ07 | 537.5
ResCeilArea | MFm | 2011 | CZ08 | 537.5
ResCeilArea | MFm | 2011 | CZ09 | 500
ResCeilArea | MFm | 2011 | CZ10 | 475
ResCeilArea | MFm | 2011 | CZ11 | 475
ResCeilArea | MFm | 2011 | CZ12 | 475
ResCeilArea | MFm | 2011 | CZ13 | 475
ResCeilArea | MFm | 2011 | CZ14 | 485
ResCeilArea | MFm | 2011 | CZ15 | 485
ResCeilArea | MFm | 2011 | CZ16 | 440
ResCeilArea | MFm | 2014 | CZ01 | 440
ResCeilArea | MFm | 2014 | CZ02 | 475
ResCeilArea | MFm | 2014 | CZ03 | 440
ResCeilArea | MFm | 2014 | CZ04 | 440
ResCeilArea | MFm | 2014 | CZ05 | 440
ResCeilArea | MFm | 2014 | CZ06 | 537.5
ResCeilArea | MFm | 2014 | CZ07 | 537.5
ResCeilArea | MFm | 2014 | CZ08 | 537.5
ResCeilArea | MFm | 2014 | CZ09 | 500
ResCeilArea | MFm | 2014 | CZ10 | 475
ResCeilArea | MFm | 2014 | CZ11 | 475
ResCeilArea | MFm | 2014 | CZ12 | 475
ResCeilArea | MFm | 2014 | CZ13 | 475
ResCeilArea | MFm | 2014 | CZ14 | 485
ResCeilArea | MFm | 2014 | CZ15 | 485
ResCeilArea | MFm | 2014 | CZ16 | 440
ResCeilArea | MFm | 2015 | CZ01 | 440
ResCeilArea | MFm | 2015 | CZ02 | 475
ResCeilArea | MFm | 2015 | CZ03 | 440
ResCeilArea | MFm | 2015 | CZ04 | 440
ResCeilArea | MFm | 2015 | CZ05 | 440
ResCeilArea | MFm | 2015 | CZ06 | 537.5
ResCeilArea | MFm | 2015 | CZ07 | 537.5
ResCeilArea | MFm | 2015 | CZ08 | 537.5
ResCeilArea | MFm | 2015 | CZ09 | 500
ResCeilArea | MFm | 2015 | CZ10 | 475
ResCeilArea | MFm | 2015 | CZ11 | 475
ResCeilArea | MFm | 2015 | CZ12 | 475
ResCeilArea | MFm | 2015 | CZ13 | 475
ResCeilArea | MFm | 2015 | CZ14 | 485
ResCeilArea | MFm | 2015 | CZ15 | 485
ResCeilArea | MFm | 2015 | CZ16 | 440
ResCeilArea | MFm | 2017 | CZ01 | 440
ResCeilArea | MFm | 2017 | CZ02 | 475
ResCeilArea | MFm | 2017 | CZ03 | 440
ResCeilArea | MFm | 2017 | CZ04 | 440
ResCeilArea | MFm | 2017 | CZ05 | 440
ResCeilArea | MFm | 2017 | CZ06 | 537.5
ResCeilArea | MFm | 2017 | CZ07 | 537.5
ResCeilArea | MFm | 2017 | CZ08 | 537.5
ResCeilArea | MFm | 2017 | CZ09 | 500
ResCeilArea | MFm | 2017 | CZ10 | 475
ResCeilArea | MFm | 2017 | CZ11 | 475
ResCeilArea | MFm | 2017 | CZ12 | 475
ResCeilArea | MFm | 2017 | CZ13 | 475
ResCeilArea | MFm | 2017 | CZ14 | 485
ResCeilArea | MFm | 2017 | CZ15 | 485
ResCeilArea | MFm | 2017 | CZ16 | 440
ResCeilArea | MFm | 2020 | CZ01 | 440
ResCeilArea | MFm | 2020 | CZ02 | 475
ResCeilArea | MFm | 2020 | CZ03 | 440
ResCeilArea | MFm | 2020 | CZ04 | 440
ResCeilArea | MFm | 2020 | CZ05 | 440
ResCeilArea | MFm | 2020 | CZ06 | 537.5
ResCeilArea | MFm | 2020 | CZ07 | 537.5
ResCeilArea | MFm | 2020 | CZ08 | 537.5
ResCeilArea | MFm | 2020 | CZ09 | 500
ResCeilArea | MFm | 2020 | CZ10 | 475
ResCeilArea | MFm | 2020 | CZ11 | 475
ResCeilArea | MFm | 2020 | CZ12 | 475
ResCeilArea | MFm | 2020 | CZ13 | 475
ResCeilArea | MFm | 2020 | CZ14 | 485
ResCeilArea | MFm | 2020 | CZ15 | 485
ResCeilArea | MFm | 2020 | CZ16 | 440
ResRoofArea | MFm | 1975 | CZ01 | 473.5
ResRoofArea | MFm | 1975 | CZ02 | 473.5
ResRoofArea | MFm | 1975 | CZ03 | 473.5
ResRoofArea | MFm | 1975 | CZ04 | 473.5
ResRoofArea | MFm | 1975 | CZ05 | 473.5
ResRoofArea | MFm | 1975 | CZ06 | 463
ResRoofArea | MFm | 1975 | CZ07 | 463
ResRoofArea | MFm | 1975 | CZ08 | 463
ResRoofArea | MFm | 1975 | CZ09 | 542.5
ResRoofArea | MFm | 1975 | CZ10 | 542.5
ResRoofArea | MFm | 1975 | CZ11 | 487
ResRoofArea | MFm | 1975 | CZ12 | 487
ResRoofArea | MFm | 1975 | CZ13 | 487
ResRoofArea | MFm | 1975 | CZ14 | 633.5
ResRoofArea | MFm | 1975 | CZ15 | 633.5
ResRoofArea | MFm | 1975 | CZ16 | 473.5
ResRoofArea | MFm | 1985 | CZ01 | 512
ResRoofArea | MFm | 1985 | CZ02 | 512
ResRoofArea | MFm | 1985 | CZ03 | 512
ResRoofArea | MFm | 1985 | CZ04 | 512
ResRoofArea | MFm | 1985 | CZ05 | 512
ResRoofArea | MFm | 1985 | CZ06 | 579.5
ResRoofArea | MFm | 1985 | CZ07 | 579.5
ResRoofArea | MFm | 1985 | CZ08 | 579.5
ResRoofArea | MFm | 1985 | CZ09 | 647.5
ResRoofArea | MFm | 1985 | CZ10 | 647.5
ResRoofArea | MFm | 1985 | CZ11 | 511
ResRoofArea | MFm | 1985 | CZ12 | 511
ResRoofArea | MFm | 1985 | CZ13 | 511
ResRoofArea | MFm | 1985 | CZ14 | 632.5
ResRoofArea | MFm | 1985 | CZ15 | 632.5
ResRoofArea | MFm | 1985 | CZ16 | 512
ResRoofArea | MFm | 1996 | CZ01 | 432
ResRoofArea | MFm | 1996 | CZ02 | 432
ResRoofArea | MFm | 1996 | CZ03 | 432
ResRoofArea | MFm | 1996 | CZ04 | 432
ResRoofArea | MFm | 1996 | CZ05 | 432
ResRoofArea | MFm | 1996 | CZ06 | 520
ResRoofArea | MFm | 1996 | CZ07 | 520
ResRoofArea | MFm | 1996 | CZ08 | 520
ResRoofArea | MFm | 1996 | CZ09 | 484.5
ResRoofArea | MFm | 1996 | CZ10 | 484.5
ResRoofArea | MFm | 1996 | CZ11 | 455.5
ResRoofArea | MFm | 1996 | CZ12 | 455.5
ResRoofArea | MFm | 1996 | CZ13 | 455.5
ResRoofArea | MFm | 1996 | CZ14 | 481
ResRoofArea | MFm | 1996 | CZ15 | 481
ResRoofArea | MFm | 1996 | CZ16 | 432
ResRoofArea | MFm | 2003 | CZ01 | 440
ResRoofArea | MFm | 2003 | CZ02 | 475
ResRoofArea | MFm | 2003 | CZ03 | 440
ResRoofArea | MFm | 2003 | CZ04 | 440
ResRoofArea | MFm | 2003 | CZ05 | 440
ResRoofArea | MFm | 2003 | CZ06 | 537.5
ResRoofArea | MFm | 2003 | CZ07 | 537.5
ResRoofArea | MFm | 2003 | CZ08 | 537.5
ResRoofArea | MFm | 2003 | CZ09 | 500
ResRoofArea | MFm | 2003 | CZ10 | 475
ResRoofArea | MFm | 2003 | CZ11 | 475
ResRoofArea | MFm | 2003 | CZ12 | 475
ResRoofArea | MFm | 2003 | CZ13 | 475
ResRoofArea | MFm | 2003 | CZ14 | 485
ResRoofArea | MFm | 2003 | CZ15 | 485
ResRoofArea | MFm | 2003 | CZ16 | 440
ResRoofArea | MFm | 2007 | CZ01 | 440
ResRoofArea | MFm | 2007 | CZ02 | 475
ResRoofArea | MFm | 2007 | CZ03 | 440
ResRoofArea | MFm | 2007 | CZ04 | 440
ResRoofArea | MFm | 2007 | CZ05 | 440
ResRoofArea | MFm | 2007 | CZ06 | 537.5
ResRoofArea | MFm | 2007 | CZ07 | 537.5
ResRoofArea | MFm | 2007 | CZ08 | 537.5
ResRoofArea | MFm | 2007 | CZ09 | 500
ResRoofArea | MFm | 2007 | CZ10 | 475
ResRoofArea | MFm | 2007 | CZ11 | 475
ResRoofArea | MFm | 2007 | CZ12 | 475
ResRoofArea | MFm | 2007 | CZ13 | 475
ResRoofArea | MFm | 2007 | CZ14 | 485
ResRoofArea | MFm | 2007 | CZ15 | 485
ResRoofArea | MFm | 2007 | CZ16 | 440
ResRoofArea | MFm | 2011 | CZ01 | 440
ResRoofArea | MFm | 2011 | CZ02 | 475
ResRoofArea | MFm | 2011 | CZ03 | 440
ResRoofArea | MFm | 2011 | CZ04 | 440
ResRoofArea | MFm | 2011 | CZ05 | 440
ResRoofArea | MFm | 2011 | CZ06 | 537.5
ResRoofArea | MFm | 2011 | CZ07 | 537.5
ResRoofArea | MFm | 2011 | CZ08 | 537.5
ResRoofArea | MFm | 2011 | CZ09 | 500
ResRoofArea | MFm | 2011 | CZ10 | 475
ResRoofArea | MFm | 2011 | CZ11 | 475
ResRoofArea | MFm | 2011 | CZ12 | 475
ResRoofArea | MFm | 2011 | CZ13 | 475
ResRoofArea | MFm | 2011 | CZ14 | 485
ResRoofArea | MFm | 2011 | CZ15 | 485
ResRoofArea | MFm | 2011 | CZ16 | 440
ResRoofArea | MFm | 2014 | CZ01 | 440
ResRoofArea | MFm | 2014 | CZ02 | 475
ResRoofArea | MFm | 2014 | CZ03 | 440
ResRoofArea | MFm | 2014 | CZ04 | 440
ResRoofArea | MFm | 2014 | CZ05 | 440
ResRoofArea | MFm | 2014 | CZ06 | 537.5
ResRoofArea | MFm | 2014 | CZ07 | 537.5
ResRoofArea | MFm | 2014 | CZ08 | 537.5
ResRoofArea | MFm | 2014 | CZ09 | 500
ResRoofArea | MFm | 2014 | CZ10 | 475
ResRoofArea | MFm | 2014 | CZ11 | 475
ResRoofArea | MFm | 2014 | CZ12 | 475
ResRoofArea | MFm | 2014 | CZ13 | 475
ResRoofArea | MFm | 2014 | CZ14 | 485
ResRoofArea | MFm | 2014 | CZ15 | 485
ResRoofArea | MFm | 2014 | CZ16 | 440
ResRoofArea | MFm | 2015 | CZ01 | 440
ResRoofArea | MFm | 2015 | CZ02 | 475
ResRoofArea | MFm | 2015 | CZ03 | 440
ResRoofArea | MFm | 2015 | CZ04 | 440
ResRoofArea | MFm | 2015 | CZ05 | 440
ResRoofArea | MFm | 2015 | CZ06 | 537.5
ResRoofArea | MFm | 2015 | CZ07 | 537.5
ResRoofArea | MFm | 2015 | CZ08 | 537.5
ResRoofArea | MFm | 2015 | CZ09 | 500
ResRoofArea | MFm | 2015 | CZ10 | 475
ResRoofArea | MFm | 2015 | CZ11 | 475
ResRoofArea | MFm | 2015 | CZ12 | 475
ResRoofArea | MFm | 2015 | CZ13 | 475
ResRoofArea | MFm | 2015 | CZ14 | 485
ResRoofArea | MFm | 2015 | CZ15 | 485
ResRoofArea | MFm | 2015 | CZ16 | 440
ResRoofArea | MFm | 2017 | CZ01 | 440
ResRoofArea | MFm | 2017 | CZ02 | 475
ResRoofArea | MFm | 2017 | CZ03 | 440
ResRoofArea | MFm | 2017 | CZ04 | 440
ResRoofArea | MFm | 2017 | CZ05 | 440
ResRoofArea | MFm | 2017 | CZ06 | 537.5
ResRoofArea | MFm | 2017 | CZ07 | 537.5
ResRoofArea | MFm | 2017 | CZ08 | 537.5
ResRoofArea | MFm | 2017 | CZ09 | 500
ResRoofArea | MFm | 2017 | CZ10 | 475
ResRoofArea | MFm | 2017 | CZ11 | 475
ResRoofArea | MFm | 2017 | CZ12 | 475
ResRoofArea | MFm | 2017 | CZ13 | 475
ResRoofArea | MFm | 2017 | CZ14 | 485
ResRoofArea | MFm | 2017 | CZ15 | 485
ResRoofArea | MFm | 2017 | CZ16 | 440
ResRoofArea | MFm | 2020 | CZ01 | 440
ResRoofArea | MFm | 2020 | CZ02 | 475
ResRoofArea | MFm | 2020 | CZ03 | 440
ResRoofArea | MFm | 2020 | CZ04 | 440
ResRoofArea | MFm | 2020 | CZ05 | 440
ResRoofArea | MFm | 2020 | CZ06 | 537.5
ResRoofArea | MFm | 2020 | CZ07 | 537.5
ResRoofArea | MFm | 2020 | CZ08 | 537.5
ResRoofArea | MFm | 2020 | CZ09 | 500
ResRoofArea | MFm | 2020 | CZ10 | 475
ResRoofArea | MFm | 2020 | CZ11 | 475
ResRoofArea | MFm | 2020 | CZ12 | 475
ResRoofArea | MFm | 2020 | CZ13 | 475
ResRoofArea | MFm | 2020 | CZ14 | 485
ResRoofArea | MFm | 2020 | CZ15 | 485
ResRoofArea | MFm | 2020 | CZ16 | 440
ResCoolCap | DMo | MH72 | Any | 3.5
ResCoolCap | DMo | MH85 | Any | 3.5
ResCoolCap | DMo | MH00 | Any | 3.5
ResCoolCap | DMo | MH06 | Any | 3.5
ResCoolCap | DMo | MH15 | Any | 3.5
ResHeatCap | DMo | MH72 | Any | 55
ResHeatCap | DMo | MH85 | Any | 55
ResHeatCap | DMo | MH00 | Any | 55
ResHeatCap | DMo | MH06 | Any | 55
ResHeatCap | DMo | MH15 | Any | 55
ResWallArea | DMo | MH72 | Any | 1200
ResWallArea | DMo | MH85 | Any | 1293.6
ResWallArea | DMo | MH00 | Any | 1355.2
ResWallArea | DMo | MH06 | Any | 1355.2
ResWallArea | DMo | MH15 | Any | 1355.2
ResWinArea | DMo | MH72 | Any | 191
ResWinArea | DMo | MH85 | Any | 186.3
ResWinArea | DMo | MH00 | Any | 173.9
ResWinArea | DMo | MH06 | Any | 173.9
ResWinArea | DMo | MH15 | Any | 173.9
ResCeilArea | DMo | MH72 | Any | 1196
ResCeilArea | DMo | MH85 | Any | 1242
ResCeilArea | DMo | MH00 | Any | 1242
ResCeilArea | DMo | MH06 | Any | 1242
ResCeilArea | DMo | MH15 | Any | 1242
ResRoofArea | DMo | MH72 | Any | 1196
ResRoofArea | DMo | MH85 | Any | 1242
ResRoofArea | DMo | MH00 | Any | 1242
ResRoofArea | DMo | MH06 | Any | 1242
ResRoofArea | DMo | MH15 | Any | 1242